## Expansion valve
Usage: Select refrigerant and fill yellow fields with your desired conditions.
Error messages: N/A in Po or PC fields is indicating that normal operating conditions of refrigerant are exceeded.
|  |  | Project: | [32 empty] | °C |  | -100 | -99 | -98 | -97 | -96 | -95 | -94 | -93 | -92 | -91 | -90 | -89 | -88 | -87 | -86 | -85 | -84 | -83 | -82 | -81 | -80 | -79 | -78 | -77 | -76 | -75 | -74 | -73 | -72 | -71 | -70 | -69 | -68 | -67 | -66 | -65 | -64 | -63 | -62 | -61 | -60 | -59 | -58 | -57 | -56 | -55 | -54 | -53 | -52 | -51 | -50 | -49 | -48 | -47 | -46 | -45 | -44 | -43 | -42 | -41 | -40 | -39 | -38 | -37 | -36 | -35 | -34 | -33 | -32 | -31 | -30 | -29 | -28 | -27 | -26 | -25 | -24 | -23 | -22 | -21 | -20 | -19 | -18 | -17 | -16 | -15 | -14 | -13 | -12 | -11 | -10 | -9 | -8 | -7 | -6 | -5 | -4 | -3 | -2 | -1 | 0 | 1 | 2 | 3 | 4 | 5 | 6 | 7 | 8 | 9 | 10 | 11 | 12 | 13 | 14 | 15 | 16 | 17 | 18 | 19 | 20 | 21 | 22 | 23 | 24 | 25 | 26 | 27 | 28 | 29 | 30
|  |  | Expansion Valve Duty | [31 empty] | R124 | 50 | 50 | #N/A | #N/A | #N/A | #N/A | #N/A | #N/A | #N/A | #N/A | #N/A | #N/A | #N/A | #N/A | #N/A | #N/A | #N/A | #N/A | #N/A | #N/A | #N/A | #N/A | #N/A | #N/A | #N/A | #N/A | #N/A | #N/A | #N/A | #N/A | #N/A | #N/A | #N/A | #N/A | #N/A | #N/A | #N/A | #N/A | #N/A | #N/A | #N/A | #N/A | #N/A | #N/A | #N/A | #N/A | #N/A | #N/A | #N/A | #N/A | #N/A | #N/A | #N/A | #N/A | #N/A | #N/A | #N/A | #N/A | #N/A | #N/A | #N/A | #N/A | #N/A | #N/A | #N/A | #N/A | #N/A | #N/A | #N/A | #N/A | #N/A | #N/A | #N/A | #N/A | #N/A | #N/A | #N/A | #N/A | #N/A | #N/A | #N/A | #N/A | #N/A | #N/A | #N/A | #N/A | #N/A | #N/A | #N/A | #N/A | #N/A | #N/A | #N/A | #N/A | #N/A | #N/A | #N/A | #N/A | #N/A | #N/A | #N/A | #N/A | #N/A | #N/A | #N/A | #N/A | #N/A | #N/A | #N/A | #N/A | #N/A | #N/A | #N/A | #N/A | #N/A | #N/A | #N/A | #N/A | #N/A | #N/A | #N/A | #N/A | #N/A | #N/A | #N/A | #N/A | #N/A | #N/A | #N/A | #N/A | #N/A | #N/A | #N/A
[22 empty] | DP | Kt |  | KDP |  |  |  |  | 3 |  | 7 |  |  | R124 | 51 | 51 | #N/A | #N/A | #N/A | #N/A | #N/A | #N/A | #N/A | #N/A | #N/A | #N/A | #N/A | #N/A | #N/A | #N/A | #N/A | #N/A | #N/A | #N/A | #N/A | #N/A | #N/A | #N/A | #N/A | #N/A | #N/A | #N/A | #N/A | #N/A | #N/A | #N/A | #N/A | #N/A | #N/A | #N/A | #N/A | #N/A | #N/A | #N/A | #N/A | #N/A | #N/A | #N/A | #N/A | #N/A | #N/A | #N/A | #N/A | #N/A | #N/A | #N/A | #N/A | #N/A | #N/A | #N/A | #N/A | #N/A | #N/A | #N/A | #N/A | #N/A | #N/A | #N/A | #N/A | #N/A | #N/A | #N/A | #N/A | #N/A | #N/A | #N/A | #N/A | #N/A | #N/A | #N/A | #N/A | #N/A | #N/A | #N/A | #N/A | #N/A | #N/A | #N/A | #N/A | #N/A | #N/A | #N/A | #N/A | #N/A | #N/A | #N/A | #N/A | #N/A | #N/A | #N/A | #N/A | #N/A | #N/A | #N/A | #N/A | #N/A | #N/A | #N/A | #N/A | #N/A | #N/A | #N/A | #N/A | #N/A | #N/A | #N/A | #N/A | #N/A | #N/A | #N/A | #N/A | #N/A | #N/A | #N/A | #N/A | #N/A | #N/A | #N/A | #N/A | #N/A | #N/A | #N/A | #N/A | #N/A | #N/A | #N/A | #N/A
Refrigerant: | R407C | [20 empty] | 9.8207 | bar |  | 1.0737 | [6 empty] | 2 | R410A |  | R124 | 52 | 52 | #N/A | #N/A | #N/A | #N/A | #N/A | #N/A | #N/A | #N/A | #N/A | #N/A | #N/A | #N/A | #N/A | #N/A | #N/A | #N/A | #N/A | #N/A | #N/A | #N/A | #N/A | #N/A | #N/A | #N/A | #N/A | #N/A | #N/A | #N/A | #N/A | #N/A | #N/A | #N/A | #N/A | #N/A | #N/A | #N/A | #N/A | #N/A | #N/A | #N/A | #N/A | #N/A | #N/A | #N/A | #N/A | #N/A | #N/A | #N/A | #N/A | #N/A | #N/A | #N/A | #N/A | #N/A | #N/A | #N/A | #N/A | #N/A | #N/A | #N/A | #N/A | #N/A | #N/A | #N/A | #N/A | #N/A | #N/A | #N/A | #N/A | #N/A | #N/A | #N/A | #N/A | #N/A | #N/A | #N/A | #N/A | #N/A | #N/A | #N/A | #N/A | #N/A | #N/A | #N/A | #N/A | #N/A | #N/A | #N/A | #N/A | #N/A | #N/A | #N/A | #N/A | #N/A | #N/A | #N/A | #N/A | #N/A | #N/A | #N/A | #N/A | #N/A | #N/A | #N/A | #N/A | #N/A | #N/A | #N/A | #N/A | #N/A | #N/A | #N/A | #N/A | #N/A | #N/A | #N/A | #N/A | #N/A | #N/A | #N/A | #N/A | #N/A | #N/A | #N/A | #N/A | #N/A | #N/A | #N/A | #N/A | #N/A | #N/A
[7 empty] | Maximum valve capacity at selected conditions (kW) | Error messages: N/A in Po or PC fields is indicating that normal operating conditions of refrigerant are exceeded. | Error messages: N/A in Po or PC fields is indicating that normal operating conditions of refrigerant are exceeded. | Error messages: N/A in Po or PC fields is indicating that normal operating conditions of refrigerant are exceeded. | [12 empty] | 0.99 | 474 | 557 | [6 empty] | 3 | R134a |  | R124 | 53 | 53 | #N/A | #N/A | #N/A | #N/A | #N/A | #N/A | #N/A | #N/A | #N/A | #N/A | #N/A | #N/A | #N/A | #N/A | #N/A | #N/A | #N/A | #N/A | #N/A | #N/A | #N/A | #N/A | #N/A | #N/A | #N/A | #N/A | #N/A | #N/A | #N/A | #N/A | #N/A | #N/A | #N/A | #N/A | #N/A | #N/A | #N/A | #N/A | #N/A | #N/A | #N/A | #N/A | #N/A | #N/A | #N/A | #N/A | #N/A | #N/A | #N/A | #N/A | #N/A | #N/A | #N/A | #N/A | #N/A | #N/A | #N/A | #N/A | #N/A | #N/A | #N/A | #N/A | #N/A | #N/A | #N/A | #N/A | #N/A | #N/A | #N/A | #N/A | #N/A | #N/A | #N/A | #N/A | #N/A | #N/A | #N/A | #N/A | #N/A | #N/A | #N/A | #N/A | #N/A | #N/A | #N/A | #N/A | #N/A | #N/A | #N/A | #N/A | #N/A | #N/A | #N/A | #N/A | #N/A | #N/A | #N/A | #N/A | #N/A | #N/A | #N/A | #N/A | #N/A | #N/A | #N/A | #N/A | #N/A | #N/A | #N/A | #N/A | #N/A | #N/A | #N/A | #N/A | #N/A | #N/A | #N/A | #N/A | #N/A | #N/A | #N/A | #N/A | #N/A | #N/A | #N/A | #N/A | #N/A | #N/A | #N/A | #N/A | #N/A
Evaporating temperature | To: | 4 | °C | Po= | 5.29 | bara | Error messages: N/A in Po or PC fields is indicating that normal operating conditions of refrigerant are exceeded. | Error messages: N/A in Po or PC fields is indicating that normal operating conditions of refrigerant are exceeded. | Error messages: N/A in Po or PC fields is indicating that normal operating conditions of refrigerant are exceeded. | Error messages: N/A in Po or PC fields is indicating that normal operating conditions of refrigerant are exceeded. | [12 empty] | 1 | [8 empty] | 4 | R22 |  | R124 | 54 | 54 | #N/A | #N/A | #N/A | #N/A | #N/A | #N/A | #N/A | #N/A | #N/A | #N/A | #N/A | #N/A | #N/A | #N/A | #N/A | #N/A | #N/A | #N/A | #N/A | #N/A | #N/A | #N/A | #N/A | #N/A | #N/A | #N/A | #N/A | #N/A | #N/A | #N/A | #N/A | #N/A | #N/A | #N/A | #N/A | #N/A | #N/A | #N/A | #N/A | #N/A | #N/A | #N/A | #N/A | #N/A | #N/A | #N/A | #N/A | #N/A | #N/A | #N/A | #N/A | #N/A | #N/A | #N/A | #N/A | #N/A | #N/A | #N/A | #N/A | #N/A | #N/A | #N/A | #N/A | #N/A | #N/A | #N/A | #N/A | #N/A | #N/A | #N/A | #N/A | #N/A | #N/A | #N/A | #N/A | #N/A | #N/A | #N/A | #N/A | #N/A | #N/A | #N/A | #N/A | #N/A | #N/A | #N/A | #N/A | #N/A | #N/A | #N/A | #N/A | #N/A | #N/A | #N/A | #N/A | #N/A | #N/A | #N/A | #N/A | #N/A | #N/A | #N/A | #N/A | #N/A | #N/A | #N/A | #N/A | #N/A | #N/A | #N/A | #N/A | #N/A | #N/A | #N/A | #N/A | #N/A | #N/A | #N/A | #N/A | #N/A | #N/A | #N/A | #N/A | #N/A | #N/A | #N/A | #N/A | #N/A | #N/A | #N/A | #N/A
Error messages: N/A in Po or PC fields is indicating that normal operating conditions of refrigerant are exceeded. |  | Dew Point |  |  |  |  | High performance stepper motor driven valves | [24 empty] | 5 | R404A |  | R124 | 55 | 55 | #N/A | #N/A | #N/A | #N/A | #N/A | #N/A | #N/A | #N/A | #N/A | #N/A | #N/A | #N/A | #N/A | #N/A | #N/A | #N/A | #N/A | #N/A | #N/A | #N/A | #N/A | #N/A | #N/A | #N/A | #N/A | #N/A | #N/A | #N/A | #N/A | #N/A | #N/A | #N/A | #N/A | #N/A | #N/A | #N/A | #N/A | #N/A | #N/A | #N/A | #N/A | #N/A | #N/A | #N/A | #N/A | #N/A | #N/A | #N/A | #N/A | #N/A | #N/A | #N/A | #N/A | #N/A | #N/A | #N/A | #N/A | #N/A | #N/A | #N/A | #N/A | #N/A | #N/A | #N/A | #N/A | #N/A | #N/A | #N/A | #N/A | #N/A | #N/A | #N/A | #N/A | #N/A | #N/A | #N/A | #N/A | #N/A | #N/A | #N/A | #N/A | #N/A | #N/A | #N/A | #N/A | #N/A | #N/A | #N/A | #N/A | #N/A | #N/A | #N/A | #N/A | #N/A | #N/A | #N/A | #N/A | #N/A | #N/A | #N/A | #N/A | #N/A | #N/A | #N/A | #N/A | #N/A | #N/A | #N/A | #N/A | #N/A | #N/A | #N/A | #N/A | #N/A | #N/A | #N/A | #N/A | #N/A | #N/A | #N/A | #N/A | #N/A | #N/A | #N/A | #N/A | #N/A | #N/A | #N/A | #N/A | #N/A | #N/A
[13 empty] | Controller Type | [18 empty] | 6 | R507 |  | R124 | 56 | 56 | #N/A | #N/A | #N/A | #N/A | #N/A | #N/A | #N/A | #N/A | #N/A | #N/A | #N/A | #N/A | #N/A | #N/A | #N/A | #N/A | #N/A | #N/A | #N/A | #N/A | #N/A | #N/A | #N/A | #N/A | #N/A | #N/A | #N/A | #N/A | #N/A | #N/A | #N/A | #N/A | #N/A | #N/A | #N/A | #N/A | #N/A | #N/A | #N/A | #N/A | #N/A | #N/A | #N/A | #N/A | #N/A | #N/A | #N/A | #N/A | #N/A | #N/A | #N/A | #N/A | #N/A | #N/A | #N/A | #N/A | #N/A | #N/A | #N/A | #N/A | #N/A | #N/A | #N/A | #N/A | #N/A | #N/A | #N/A | #N/A | #N/A | #N/A | #N/A | #N/A | #N/A | #N/A | #N/A | #N/A | #N/A | #N/A | #N/A | #N/A | #N/A | #N/A | #N/A | #N/A | #N/A | #N/A | #N/A | #N/A | #N/A | #N/A | #N/A | #N/A | #N/A | #N/A | #N/A | #N/A | #N/A | #N/A | #N/A | #N/A | #N/A | #N/A | #N/A | #N/A | #N/A | #N/A | #N/A | #N/A | #N/A | #N/A | #N/A | #N/A | #N/A | #N/A | #N/A | #N/A | #N/A | #N/A | #N/A | #N/A | #N/A | #N/A | #N/A | #N/A | #N/A | #N/A | #N/A | #N/A | #N/A | #N/A | #N/A
Condensing temperature | Tc: | 38 | °C | Pc= | 16.6108 | bara | Type | R407C | Order Nr.: |  |  |  | R410A | R134a | R22 | R404A | R507 | R407C | R23 | R124 | R744 | R124 | R134a | R22 | R23 | R404A | R407C | R410A | R507 | R744 |  | 7 | R407C |  | R124 | 57 | 57 | #N/A | #N/A | #N/A | #N/A | #N/A | #N/A | #N/A | #N/A | #N/A | #N/A | #N/A | #N/A | #N/A | #N/A | #N/A | #N/A | #N/A | #N/A | #N/A | #N/A | #N/A | #N/A | #N/A | #N/A | #N/A | #N/A | #N/A | #N/A | #N/A | #N/A | #N/A | #N/A | #N/A | #N/A | #N/A | #N/A | #N/A | #N/A | #N/A | #N/A | #N/A | #N/A | #N/A | #N/A | #N/A | #N/A | #N/A | #N/A | #N/A | #N/A | #N/A | #N/A | #N/A | #N/A | #N/A | #N/A | #N/A | #N/A | #N/A | #N/A | #N/A | #N/A | #N/A | #N/A | #N/A | #N/A | #N/A | #N/A | #N/A | #N/A | #N/A | #N/A | #N/A | #N/A | #N/A | #N/A | #N/A | #N/A | #N/A | #N/A | #N/A | #N/A | #N/A | #N/A | #N/A | #N/A | #N/A | #N/A | #N/A | #N/A | #N/A | #N/A | #N/A | #N/A | #N/A | #N/A | #N/A | #N/A | #N/A | #N/A | #N/A | #N/A | #N/A | #N/A | #N/A | #N/A | #N/A | #N/A | #N/A | #N/A | #N/A | #N/A | #N/A | #N/A | #N/A | #N/A | #N/A | #N/A | #N/A | #N/A | #N/A | #N/A | #N/A | #N/A | #N/A | #N/A | #N/A | #N/A | #N/A | #N/A | #N/A
Error messages: N/A in Po or PC fields is indicating that normal operating conditions of refrigerant are exceeded. |  | Bubble Point |  |  |  |  | EX8-M21 | 870.2443 | 801 964 |  |  |  | EXD-S48 | EXD-S28 | EXD-S08 | EXD-S38 | EXD-S38 | EXD-S18 |  |  |  | 0 | 0 | 0 | 0 | 0 | #N/A | 0 | 0 | 0 |  | 8 | R23 |  | R124 | 58 | 58 | #N/A | #N/A | #N/A | #N/A | #N/A | #N/A | #N/A | #N/A | #N/A | #N/A | #N/A | #N/A | #N/A | #N/A | #N/A | #N/A | #N/A | #N/A | #N/A | #N/A | #N/A | #N/A | #N/A | #N/A | #N/A | #N/A | #N/A | #N/A | #N/A | #N/A | #N/A | #N/A | #N/A | #N/A | #N/A | #N/A | #N/A | #N/A | #N/A | #N/A | #N/A | #N/A | #N/A | #N/A | #N/A | #N/A | #N/A | #N/A | #N/A | #N/A | #N/A | #N/A | #N/A | #N/A | #N/A | #N/A | #N/A | #N/A | #N/A | #N/A | #N/A | #N/A | #N/A | #N/A | #N/A | #N/A | #N/A | #N/A | #N/A | #N/A | #N/A | #N/A | #N/A | #N/A | #N/A | #N/A | #N/A | #N/A | #N/A | #N/A | #N/A | #N/A | #N/A | #N/A | #N/A | #N/A | #N/A | #N/A | #N/A | #N/A | #N/A | #N/A | #N/A | #N/A | #N/A | #N/A | #N/A | #N/A | #N/A | #N/A | #N/A | #N/A | #N/A | #N/A | #N/A | #N/A | #N/A | #N/A | #N/A | #N/A | #N/A | #N/A | #N/A | #N/A | #N/A | #N/A | #N/A | #N/A | #N/A | #N/A | #N/A | #N/A | #N/A | #N/A | #N/A | #N/A | #N/A | #N/A | #N/A | #N/A | #N/A |  |  |  | 87.0244 | EX8 | 870.2443
Error messages: N/A in Po or PC fields is indicating that normal operating conditions of refrigerant are exceeded. | [6 empty] | EX7-U21/-B21 | 326.4592 | 801 686 / 801 679 |  |  |  | EXD-S47 | EXD-S27 | EXD-S07 | EXD-S37 | EXD-S37 | EXD-S17 |  |  | EXD-S77 | #N/A | #N/A | #N/A | #N/A | #N/A | #N/A | #N/A | #N/A | #N/A |  | 9 | R124 |  | R124 | 59 | 59 | #N/A | #N/A | #N/A | #N/A | #N/A | #N/A | #N/A | #N/A | #N/A | #N/A | #N/A | #N/A | #N/A | #N/A | #N/A | #N/A | #N/A | #N/A | #N/A | #N/A | #N/A | #N/A | #N/A | #N/A | #N/A | #N/A | #N/A | #N/A | #N/A | #N/A | #N/A | #N/A | #N/A | #N/A | #N/A | #N/A | #N/A | #N/A | #N/A | #N/A | #N/A | #N/A | #N/A | #N/A | #N/A | #N/A | #N/A | #N/A | #N/A | #N/A | #N/A | #N/A | #N/A | #N/A | #N/A | #N/A | #N/A | #N/A | #N/A | #N/A | #N/A | #N/A | #N/A | #N/A | #N/A | #N/A | #N/A | #N/A | #N/A | #N/A | #N/A | #N/A | #N/A | #N/A | #N/A | #N/A | #N/A | #N/A | #N/A | #N/A | #N/A | #N/A | #N/A | #N/A | #N/A | #N/A | #N/A | #N/A | #N/A | #N/A | #N/A | #N/A | #N/A | #N/A | #N/A | #N/A | #N/A | #N/A | #N/A | #N/A | #N/A | #N/A | #N/A | #N/A | #N/A | #N/A | #N/A | #N/A | #N/A | #N/A | #N/A | #N/A | #N/A | #N/A | #N/A | #N/A | #N/A | #N/A | #N/A | #N/A | #N/A | #N/A | #N/A | #N/A | #N/A | #N/A | #N/A | #N/A | #N/A | #N/A | #N/A |  |  | 32.6459 | EX7 | 326.4592
[7 empty] | EX6-M21/-I21 | 118.5414 | 800 611 / 800 610 |  |  |  | EXD-S46 | EXD-S26 | EXD-S06 | EXD-S36 | EXD-S36 | EXD-S16 |  |  | EXD-S76 | [10 empty] | 10 | R744 |  | R124 | 60 | 60 | #N/A | #N/A | #N/A | #N/A | #N/A | #N/A | #N/A | #N/A | #N/A | #N/A | #N/A | #N/A | #N/A | #N/A | #N/A | #N/A | #N/A | #N/A | #N/A | #N/A | #N/A | #N/A | #N/A | #N/A | #N/A | #N/A | #N/A | #N/A | #N/A | #N/A | #N/A | #N/A | #N/A | #N/A | #N/A | #N/A | #N/A | #N/A | #N/A | #N/A | #N/A | #N/A | #N/A | #N/A | #N/A | #N/A | #N/A | #N/A | #N/A | #N/A | #N/A | #N/A | #N/A | #N/A | #N/A | #N/A | #N/A | #N/A | #N/A | #N/A | #N/A | #N/A | #N/A | #N/A | #N/A | #N/A | #N/A | #N/A | #N/A | #N/A | #N/A | #N/A | #N/A | #N/A | #N/A | #N/A | #N/A | #N/A | #N/A | #N/A | #N/A | #N/A | #N/A | #N/A | #N/A | #N/A | #N/A | #N/A | #N/A | #N/A | #N/A | #N/A | #N/A | #N/A | #N/A | #N/A | #N/A | #N/A | #N/A | #N/A | 0.80429 | 0.79923 | 0.79442 | 0.78967 | 0.78498 | 0.78 | 0.77578 | 0.77127 | 0.76682 | 0.76243 | 0.75713 | 0.75383 | 0.74962 | 0.74547 | 0.74138 | 0.73631 | 0.73338 | 0.72947 | 0.72562 | 0.72183 | 0.7159 | 0.71443 | 0.71082 | 0.70727 | 0.70378 | 0.69726 | 0.69698 | 0.69367 | 0.69042 | 0.68723 | 0.67957 |  | 11.8541 | EX6 | 118.5414
Subcooling | DTsub: | 1 | K |  |  |  | EX5-U21 | 49.8626 | 800 600 |  |  |  | EXD-S45 | EXD-S25 | EXD-S05 | EXD-S35 | EXD-S35 | EXD-S15 |  |  | EXD-S75 | [13 empty] | R124 | 61 | 61 | #N/A | #N/A | #N/A | #N/A | #N/A | #N/A | #N/A | #N/A | #N/A | #N/A | #N/A | #N/A | #N/A | #N/A | #N/A | #N/A | #N/A | #N/A | #N/A | #N/A | #N/A | #N/A | #N/A | #N/A | #N/A | #N/A | #N/A | #N/A | #N/A | #N/A | #N/A | #N/A | #N/A | #N/A | #N/A | #N/A | #N/A | #N/A | #N/A | #N/A | #N/A | #N/A | #N/A | #N/A | #N/A | #N/A | #N/A | #N/A | #N/A | #N/A | #N/A | #N/A | #N/A | #N/A | #N/A | #N/A | #N/A | #N/A | #N/A | #N/A | #N/A | #N/A | #N/A | #N/A | #N/A | #N/A | #N/A | #N/A | #N/A | #N/A | #N/A | #N/A | #N/A | #N/A | #N/A | #N/A | #N/A | #N/A | #N/A | #N/A | #N/A | #N/A | #N/A | #N/A | #N/A | #N/A | #N/A | #N/A | #N/A | #N/A | #N/A | #N/A | #N/A | #N/A | #N/A | #N/A | #N/A | #N/A | #N/A | #N/A | 0.82116 | 0.8159 | 0.8109 | 0.80595 | 0.80105 | 0.79588 | 0.79146 | 0.78675 | 0.78209 | 0.77751 | 0.77212 | 0.7685 | 0.76409 | 0.75975 | 0.75545 | 0.75051 | 0.74706 | 0.74294 | 0.73889 | 0.73491 | 0.72934 | 0.72711 | 0.7233 | 0.71954 | 0.71586 | 0.71004 | 0.70866 | 0.70515 | 0.70169 | 0.6983 | 0.69172 | 4.9863 | EX5 | 49.8626
[13 empty] | Order Nr. | [21 empty] | R124 | 62 | 62 | #N/A | #N/A | #N/A | #N/A | #N/A | #N/A | #N/A | #N/A | #N/A | #N/A | #N/A | #N/A | #N/A | #N/A | #N/A | #N/A | #N/A | #N/A | #N/A | #N/A | #N/A | #N/A | #N/A | #N/A | #N/A | #N/A | #N/A | #N/A | #N/A | #N/A | #N/A | #N/A | #N/A | #N/A | #N/A | #N/A | #N/A | #N/A | #N/A | #N/A | #N/A | #N/A | #N/A | #N/A | #N/A | #N/A | #N/A | #N/A | #N/A | #N/A | #N/A | #N/A | #N/A | #N/A | #N/A | #N/A | #N/A | #N/A | #N/A | #N/A | #N/A | #N/A | #N/A | #N/A | #N/A | #N/A | #N/A | #N/A | #N/A | #N/A | #N/A | #N/A | #N/A | #N/A | #N/A | #N/A | #N/A | #N/A | #N/A | #N/A | #N/A | #N/A | #N/A | #N/A | #N/A | #N/A | #N/A | #N/A | #N/A | #N/A | #N/A | #N/A | #N/A | #N/A | #N/A | #N/A | #N/A | #N/A | #N/A | #N/A | 0.83802 | 0.83258 | 0.82737 | 0.82222 | 0.81713 | 0.81176 | 0.80713 | 0.80222 | 0.79737 | 0.79258 | 0.78711 | 0.78318 | 0.77857 | 0.77402 | 0.76953 | 0.76471 | 0.76073 | 0.75642 | 0.75217 | 0.74798 | 0.74279 | 0.73978 | 0.73577 | 0.73182 | 0.72793 | 0.72281 | 0.72033 | 0.71662 | 0.71297 | 0.70938 | 0.70388
[7 empty] | Standard stepper motor driven valves | [6 empty] | 804 548 | 804 540 | 804 552 | 804 552 | 804 544 | [16 empty] | R124 | 63 | 63 | #N/A | #N/A | #N/A | #N/A | #N/A | #N/A | #N/A | #N/A | #N/A | #N/A | #N/A | #N/A | #N/A | #N/A | #N/A | #N/A | #N/A | #N/A | #N/A | #N/A | #N/A | #N/A | #N/A | #N/A | #N/A | #N/A | #N/A | #N/A | #N/A | #N/A | #N/A | #N/A | #N/A | #N/A | #N/A | #N/A | #N/A | #N/A | #N/A | #N/A | #N/A | #N/A | #N/A | #N/A | #N/A | #N/A | #N/A | #N/A | #N/A | #N/A | #N/A | #N/A | #N/A | #N/A | #N/A | #N/A | #N/A | #N/A | #N/A | #N/A | #N/A | #N/A | #N/A | #N/A | #N/A | #N/A | #N/A | #N/A | #N/A | #N/A | #N/A | #N/A | #N/A | #N/A | #N/A | #N/A | #N/A | #N/A | #N/A | #N/A | #N/A | #N/A | #N/A | #N/A | #N/A | #N/A | #N/A | #N/A | #N/A | #N/A | #N/A | #N/A | #N/A | #N/A | #N/A | #N/A | #N/A | #N/A | #N/A | #N/A | 0.85488 | 0.84925 | 0.84384 | 0.83849 | 0.8332 | 0.82765 | 0.82281 | 0.81769 | 0.81264 | 0.80766 | 0.80209 | 0.79785 | 0.79304 | 0.78829 | 0.7836 | 0.7789 | 0.77441 | 0.76989 | 0.76545 | 0.76106 | 0.75623 | 0.75245 | 0.74825 | 0.74409 | 0.74001 | 0.73559 | 0.73201 | 0.7281 | 0.72425 | 0.72045 | 0.71604
Liquid temperature | Tliquid: | 37 | °C | [10 empty] | 804 547 | 804 539 | 804 551 | 804 551 | 804 543 | [16 empty] | R124 | 64 | 64 | #N/A | #N/A | #N/A | #N/A | #N/A | #N/A | #N/A | #N/A | #N/A | #N/A | #N/A | #N/A | #N/A | #N/A | #N/A | #N/A | #N/A | #N/A | #N/A | #N/A | #N/A | #N/A | #N/A | #N/A | #N/A | #N/A | #N/A | #N/A | #N/A | #N/A | #N/A | #N/A | #N/A | #N/A | #N/A | #N/A | #N/A | #N/A | #N/A | #N/A | #N/A | #N/A | #N/A | #N/A | #N/A | #N/A | #N/A | #N/A | #N/A | #N/A | #N/A | #N/A | #N/A | #N/A | #N/A | #N/A | #N/A | #N/A | #N/A | #N/A | #N/A | #N/A | #N/A | #N/A | #N/A | #N/A | #N/A | #N/A | #N/A | #N/A | #N/A | #N/A | #N/A | #N/A | #N/A | #N/A | #N/A | #N/A | #N/A | #N/A | #N/A | #N/A | #N/A | #N/A | #N/A | #N/A | #N/A | #N/A | #N/A | #N/A | #N/A | #N/A | #N/A | #N/A | #N/A | #N/A | #N/A | #N/A | #N/A | #N/A | 0.83802 | 0.83258 | 0.82737 | 0.82222 | 0.81713 | 0.81176 | 0.80713 | 0.80222 | 0.79737 | 0.79258 | 0.78711 | 0.78318 | 0.77857 | 0.77402 | 0.76953 | 0.76471 | 0.76073 | 0.75642 | 0.75217 | 0.74798 | 0.74279 | 0.73978 | 0.73577 | 0.73182 | 0.72793 | 0.72281 | 0.72033 | 0.71662 | 0.71297 | 0.70938 | 0.70388
Error messages: N/A in Po or PC fields is indicating that normal operating conditions of refrigerant are exceeded. |  |  |  | Differential pressure across valve | 9.8207 | bar | Type | R407C | Order Nr.: |  |  |  | 804 554 | 804 546 | 804 538 | 804 550 | 804 550 | 804 542 | [14 empty] | 1 | 2 | R124 | 65 | 65 | #N/A | #N/A | #N/A | #N/A | #N/A | #N/A | #N/A | #N/A | #N/A | #N/A | #N/A | #N/A | #N/A | #N/A | #N/A | #N/A | #N/A | #N/A | #N/A | #N/A | #N/A | #N/A | #N/A | #N/A | #N/A | #N/A | #N/A | #N/A | #N/A | #N/A | #N/A | #N/A | #N/A | #N/A | #N/A | #N/A | #N/A | #N/A | #N/A | #N/A | #N/A | #N/A | #N/A | #N/A | #N/A | #N/A | #N/A | #N/A | #N/A | #N/A | #N/A | #N/A | #N/A | #N/A | #N/A | #N/A | #N/A | #N/A | #N/A | #N/A | #N/A | #N/A | #N/A | #N/A | #N/A | #N/A | #N/A | #N/A | #N/A | #N/A | #N/A | #N/A | #N/A | #N/A | #N/A | #N/A | #N/A | #N/A | #N/A | #N/A | #N/A | #N/A | #N/A | #N/A | #N/A | #N/A | #N/A | #N/A | #N/A | #N/A | #N/A | #N/A | #N/A | #N/A | #N/A | #N/A | #N/A | #N/A | #N/A | #N/A | 0.87175 | 0.86593 | 0.86032 | 0.85477 | 0.84928 | 0.84353 | 0.83848 | 0.83317 | 0.82792 | 0.82273 | 0.81708 | 0.81253 | 0.80752 | 0.80257 | 0.79768 | 0.7931 | 0.78808 | 0.78337 | 0.77872 | 0.77413 | 0.76968 | 0.76513 | 0.76072 | 0.75637 | 0.75208 | 0.74836 | 0.74368 | 0.73957 | 0.73552 | 0.73153 | 0.7282
|  |  |  | Error messages: N/A in Po or PC fields is indicating that normal operating conditions of refrigerant are exceeded. |  |  | EX1-02I | 27.6597 | 801 108 |  |  |  | 804 553 | 804 545 | 804 537 | 804 549 | 804 549 | 804 541 | [14 empty] | R124 | 0 | R124 | 66 | 66 | #N/A | #N/A | #N/A | #N/A | #N/A | #N/A | #N/A | #N/A | #N/A | #N/A | #N/A | #N/A | #N/A | #N/A | #N/A | #N/A | #N/A | #N/A | #N/A | #N/A | #N/A | #N/A | #N/A | #N/A | #N/A | #N/A | #N/A | #N/A | #N/A | #N/A | #N/A | #N/A | #N/A | #N/A | #N/A | #N/A | #N/A | #N/A | #N/A | #N/A | #N/A | #N/A | #N/A | #N/A | #N/A | #N/A | #N/A | #N/A | #N/A | #N/A | #N/A | #N/A | #N/A | #N/A | #N/A | #N/A | #N/A | #N/A | #N/A | #N/A | #N/A | #N/A | #N/A | #N/A | #N/A | #N/A | #N/A | #N/A | #N/A | #N/A | #N/A | #N/A | #N/A | #N/A | #N/A | #N/A | #N/A | #N/A | #N/A | #N/A | #N/A | #N/A | #N/A | #N/A | #N/A | #N/A | #N/A | #N/A | #N/A | #N/A | #N/A | #N/A | #N/A | #N/A | #N/A | #N/A | #N/A | #N/A | #N/A | #N/A | 0.8921 | 0.88598 | 0.88011 | 0.87429 | 0.86855 | 0.8626 | 0.85725 | 0.85169 | 0.8462 | 0.84078 | 0.835 | 0.83013 | 0.8249 | 0.81974 | 0.81464 | 0.81001 | 0.80465 | 0.79974 | 0.7949 | 0.79013 | 0.78562 | 0.78078 | 0.77621 | 0.77169 | 0.76724 | 0.76346 | 0.75855 | 0.75429 | 0.75011 | 0.74598 | 0.74252
System cooling capacity | Q0: | 100 | kW |  |  |  | EX1-01G | 18.8161 | 801 106 | [5 empty] | gewählte | [17 empty] | R134a | 120 | R124 | 67 | 67 | #N/A | #N/A | #N/A | #N/A | #N/A | #N/A | #N/A | #N/A | #N/A | #N/A | #N/A | #N/A | #N/A | #N/A | #N/A | #N/A | #N/A | #N/A | #N/A | #N/A | #N/A | #N/A | #N/A | #N/A | #N/A | #N/A | #N/A | #N/A | #N/A | #N/A | #N/A | #N/A | #N/A | #N/A | #N/A | #N/A | #N/A | #N/A | #N/A | #N/A | #N/A | #N/A | #N/A | #N/A | #N/A | #N/A | #N/A | #N/A | #N/A | #N/A | #N/A | #N/A | #N/A | #N/A | #N/A | #N/A | #N/A | #N/A | #N/A | #N/A | #N/A | #N/A | #N/A | #N/A | #N/A | #N/A | #N/A | #N/A | #N/A | #N/A | #N/A | #N/A | #N/A | #N/A | #N/A | #N/A | #N/A | #N/A | #N/A | #N/A | #N/A | #N/A | #N/A | #N/A | #N/A | #N/A | #N/A | #N/A | #N/A | #N/A | #N/A | #N/A | #N/A | #N/A | #N/A | #N/A | #N/A | #N/A | #N/A | #N/A | 0.91244 | 0.90604 | 0.89989 | 0.89382 | 0.88781 | 0.88168 | 0.87601 | 0.87021 | 0.86449 | 0.85884 | 0.85292 | 0.84774 | 0.84229 | 0.83691 | 0.83161 | 0.82691 | 0.82121 | 0.81612 | 0.81109 | 0.80614 | 0.80157 | 0.79644 | 0.79169 | 0.78702 | 0.78241 | 0.77856 | 0.77341 | 0.76902 | 0.76469 | 0.76043 | 0.75684
Error messages: N/A in Po or PC fields is indicating that normal operating conditions of refrigerant are exceeded. | [6 empty] | EX1-01E | 10.9133 | 801 104 | [5 empty] | Sprache: | 1 | 1 | English | [14 empty] | R22 | 260 | R124 | 68 | 68 | #N/A | #N/A | #N/A | #N/A | #N/A | #N/A | #N/A | #N/A | #N/A | #N/A | #N/A | #N/A | #N/A | #N/A | #N/A | #N/A | #N/A | #N/A | #N/A | #N/A | #N/A | #N/A | #N/A | #N/A | #N/A | #N/A | #N/A | #N/A | #N/A | #N/A | #N/A | #N/A | #N/A | #N/A | #N/A | #N/A | #N/A | #N/A | #N/A | #N/A | #N/A | #N/A | #N/A | #N/A | #N/A | #N/A | #N/A | #N/A | #N/A | #N/A | #N/A | #N/A | #N/A | #N/A | #N/A | #N/A | #N/A | #N/A | #N/A | #N/A | #N/A | #N/A | #N/A | #N/A | #N/A | #N/A | #N/A | #N/A | #N/A | #N/A | #N/A | #N/A | #N/A | #N/A | #N/A | #N/A | #N/A | #N/A | #N/A | #N/A | #N/A | #N/A | #N/A | #N/A | #N/A | #N/A | #N/A | #N/A | #N/A | #N/A | #N/A | #N/A | #N/A | #N/A | #N/A | #N/A | #N/A | #N/A | #N/A | #N/A | 0.93279 | 0.92609 | 0.91968 | 0.91334 | 0.90707 | 0.90075 | 0.89477 | 0.88874 | 0.88277 | 0.87689 | 0.87084 | 0.86534 | 0.85967 | 0.85409 | 0.84857 | 0.84382 | 0.83778 | 0.83249 | 0.82727 | 0.82214 | 0.81751 | 0.81209 | 0.80717 | 0.80234 | 0.79758 | 0.79366 | 0.78827 | 0.78374 | 0.77928 | 0.77489 | 0.77116
Error messages: N/A in Po or PC fields is indicating that normal operating conditions of refrigerant are exceeded. | [6 empty] | EX1-01C | 7.2442 | 801 102 | [7 empty] | 2 | Deutsch | [14 empty] | R23 | 390 | R124 | 69 | 69 | #N/A | #N/A | #N/A | #N/A | #N/A | #N/A | #N/A | #N/A | #N/A | #N/A | #N/A | #N/A | #N/A | #N/A | #N/A | #N/A | #N/A | #N/A | #N/A | #N/A | #N/A | #N/A | #N/A | #N/A | #N/A | #N/A | #N/A | #N/A | #N/A | #N/A | #N/A | #N/A | #N/A | #N/A | #N/A | #N/A | #N/A | #N/A | #N/A | #N/A | #N/A | #N/A | #N/A | #N/A | #N/A | #N/A | #N/A | #N/A | #N/A | #N/A | #N/A | #N/A | #N/A | #N/A | #N/A | #N/A | #N/A | #N/A | #N/A | #N/A | #N/A | #N/A | #N/A | #N/A | #N/A | #N/A | #N/A | #N/A | #N/A | #N/A | #N/A | #N/A | #N/A | #N/A | #N/A | #N/A | #N/A | #N/A | #N/A | #N/A | #N/A | #N/A | #N/A | #N/A | #N/A | #N/A | #N/A | #N/A | #N/A | #N/A | #N/A | #N/A | #N/A | #N/A | #N/A | #N/A | #N/A | #N/A | #N/A | #N/A | 0.91244 | 0.90604 | 0.89989 | 0.89382 | 0.88781 | 0.88168 | 0.87601 | 0.87021 | 0.86449 | 0.85884 | 0.85292 | 0.84774 | 0.84229 | 0.83691 | 0.83161 | 0.82691 | 0.82121 | 0.81612 | 0.81109 | 0.80614 | 0.80157 | 0.79644 | 0.79169 | 0.78702 | 0.78241 | 0.77856 | 0.77341 | 0.76902 | 0.76469 | 0.76043 | 0.75684
Pressure Drop |  | 1.5 | bar |  |  |  | EX1-01A | 2.352 | 801 100 | [7 empty] | 3 | Français | [14 empty] | R404A | 440 | R124 | 70 | 70 | #N/A | #N/A | #N/A | #N/A | #N/A | #N/A | #N/A | #N/A | #N/A | #N/A | #N/A | #N/A | #N/A | #N/A | #N/A | #N/A | #N/A | #N/A | #N/A | #N/A | #N/A | #N/A | #N/A | #N/A | #N/A | #N/A | #N/A | #N/A | #N/A | #N/A | #N/A | #N/A | #N/A | #N/A | #N/A | #N/A | #N/A | #N/A | #N/A | #N/A | #N/A | #N/A | #N/A | #N/A | #N/A | #N/A | #N/A | #N/A | #N/A | #N/A | #N/A | #N/A | #N/A | #N/A | #N/A | #N/A | #N/A | #N/A | #N/A | #N/A | #N/A | #N/A | #N/A | #N/A | #N/A | #N/A | #N/A | #N/A | #N/A | #N/A | #N/A | #N/A | #N/A | #N/A | #N/A | #N/A | #N/A | #N/A | #N/A | #N/A | #N/A | #N/A | #N/A | #N/A | #N/A | #N/A | #N/A | #N/A | #N/A | #N/A | #N/A | #N/A | #N/A | #N/A | #N/A | #N/A | #N/A | #N/A | #N/A | #N/A | 0.95314 | 0.94614 | 0.93946 | 0.93286 | 0.92634 | 0.91982 | 0.91354 | 0.90726 | 0.90106 | 0.89494 | 0.88875 | 0.88294 | 0.87706 | 0.87126 | 0.86554 | 0.86072 | 0.85434 | 0.84886 | 0.84346 | 0.83814 | 0.83346 | 0.82774 | 0.82266 | 0.81766 | 0.81274 | 0.80876 | 0.80314 | 0.79846 | 0.79386 | 0.78934 | 0.78548
(Liquid Line, filter drier, solenoid valve, sight glass, liquid distibutor and Evaporator) | [16 empty] | 4 | Italiano | [14 empty] | R407C | 520 | R124 | 71 | 71 | #N/A | #N/A | #N/A | #N/A | #N/A | #N/A | #N/A | #N/A | #N/A | #N/A | #N/A | #N/A | #N/A | #N/A | #N/A | #N/A | #N/A | #N/A | #N/A | #N/A | #N/A | #N/A | #N/A | #N/A | #N/A | #N/A | #N/A | #N/A | #N/A | #N/A | #N/A | #N/A | #N/A | #N/A | #N/A | #N/A | #N/A | #N/A | #N/A | #N/A | #N/A | #N/A | #N/A | #N/A | #N/A | #N/A | #N/A | #N/A | #N/A | #N/A | #N/A | #N/A | #N/A | #N/A | #N/A | #N/A | #N/A | #N/A | #N/A | #N/A | #N/A | #N/A | #N/A | #N/A | #N/A | #N/A | #N/A | #N/A | #N/A | #N/A | #N/A | #N/A | #N/A | #N/A | #N/A | #N/A | #N/A | #N/A | #N/A | #N/A | #N/A | #N/A | #N/A | #N/A | #N/A | #N/A | #N/A | #N/A | #N/A | #N/A | #N/A | #N/A | #N/A | #N/A | #N/A | #N/A | #N/A | #N/A | #N/A | #N/A | 0.97775 | 0.97 | 0.96249 | 0.95504 | 0.94765 | 0.94276 | 0.93574 | 0.92871 | 0.92174 | 0.91483 | 0.91019 | 0.90376 | 0.89727 | 0.89084 | 0.88447 | 0.88085 | 0.87406 | 0.86794 | 0.86187 | 0.85587 | 0.85236 | 0.84626 | 0.84064 | 0.83507 | 0.82957 | 0.82658 | 0.82067 | 0.81546 | 0.81031 | 0.80522 | 0.80232
[17 empty] | 5 | Españiol | [14 empty] | R410A | 640 | R124 | 72 | 72 | #N/A | #N/A | #N/A | #N/A | #N/A | #N/A | #N/A | #N/A | #N/A | #N/A | #N/A | #N/A | #N/A | #N/A | #N/A | #N/A | #N/A | #N/A | #N/A | #N/A | #N/A | #N/A | #N/A | #N/A | #N/A | #N/A | #N/A | #N/A | #N/A | #N/A | #N/A | #N/A | #N/A | #N/A | #N/A | #N/A | #N/A | #N/A | #N/A | #N/A | #N/A | #N/A | #N/A | #N/A | #N/A | #N/A | #N/A | #N/A | #N/A | #N/A | #N/A | #N/A | #N/A | #N/A | #N/A | #N/A | #N/A | #N/A | #N/A | #N/A | #N/A | #N/A | #N/A | #N/A | #N/A | #N/A | #N/A | #N/A | #N/A | #N/A | #N/A | #N/A | #N/A | #N/A | #N/A | #N/A | #N/A | #N/A | #N/A | #N/A | #N/A | #N/A | #N/A | #N/A | #N/A | #N/A | #N/A | #N/A | #N/A | #N/A | #N/A | #N/A | #N/A | #N/A | #N/A | #N/A | #N/A | #N/A | #N/A | #N/A | 1.0024 | 0.99387 | 0.98553 | 0.97723 | 0.96897 | 0.96571 | 0.95793 | 0.95016 | 0.94242 | 0.93473 | 0.93164 | 0.92457 | 0.91747 | 0.91041 | 0.9034 | 0.90099 | 0.89377 | 0.88701 | 0.88029 | 0.87361 | 0.87127 | 0.86478 | 0.85861 | 0.85249 | 0.8464 | 0.84441 | 0.8382 | 0.83246 | 0.82675 | 0.82109 | 0.81916
Your choice |  |  |  |  | Ratio % |  | Pulse width modulated valves | [9 empty] | 6 | Nederlands | [16 empty] | R124 | 73 | 73 | #N/A | #N/A | #N/A | #N/A | #N/A | #N/A | #N/A | #N/A | #N/A | #N/A | #N/A | #N/A | #N/A | #N/A | #N/A | #N/A | #N/A | #N/A | #N/A | #N/A | #N/A | #N/A | #N/A | #N/A | #N/A | #N/A | #N/A | #N/A | #N/A | #N/A | #N/A | #N/A | #N/A | #N/A | #N/A | #N/A | #N/A | #N/A | #N/A | #N/A | #N/A | #N/A | #N/A | #N/A | #N/A | #N/A | #N/A | #N/A | #N/A | #N/A | #N/A | #N/A | #N/A | #N/A | #N/A | #N/A | #N/A | #N/A | #N/A | #N/A | #N/A | #N/A | #N/A | #N/A | #N/A | #N/A | #N/A | #N/A | #N/A | #N/A | #N/A | #N/A | #N/A | #N/A | #N/A | #N/A | #N/A | #N/A | #N/A | #N/A | #N/A | #N/A | #N/A | #N/A | #N/A | #N/A | #N/A | #N/A | #N/A | #N/A | #N/A | #N/A | #N/A | #N/A | #N/A | #N/A | #N/A | #N/A | #N/A | #N/A | 1.027 | 1.0177 | 1.0086 | 0.99941 | 0.99028 | 0.98865 | 0.98013 | 0.97161 | 0.9631 | 0.95462 | 0.95308 | 0.94539 | 0.93768 | 0.92999 | 0.92233 | 0.92112 | 0.91349 | 0.90609 | 0.8987 | 0.89134 | 0.89017 | 0.8833 | 0.87659 | 0.8699 | 0.86323 | 0.86223 | 0.85573 | 0.84945 | 0.8432 | 0.83697 | 0.836
High performance stepper motor EXV: |  |  |  | Type | [12 empty] | 7 | Polish | [16 empty] | R124 | 74 | 74 | #N/A | #N/A | #N/A | #N/A | #N/A | #N/A | #N/A | #N/A | #N/A | #N/A | #N/A | #N/A | #N/A | #N/A | #N/A | #N/A | #N/A | #N/A | #N/A | #N/A | #N/A | #N/A | #N/A | #N/A | #N/A | #N/A | #N/A | #N/A | #N/A | #N/A | #N/A | #N/A | #N/A | #N/A | #N/A | #N/A | #N/A | #N/A | #N/A | #N/A | #N/A | #N/A | #N/A | #N/A | #N/A | #N/A | #N/A | #N/A | #N/A | #N/A | #N/A | #N/A | #N/A | #N/A | #N/A | #N/A | #N/A | #N/A | #N/A | #N/A | #N/A | #N/A | #N/A | #N/A | #N/A | #N/A | #N/A | #N/A | #N/A | #N/A | #N/A | #N/A | #N/A | #N/A | #N/A | #N/A | #N/A | #N/A | #N/A | #N/A | #N/A | #N/A | #N/A | #N/A | #N/A | #N/A | #N/A | #N/A | #N/A | #N/A | #N/A | #N/A | #N/A | #N/A | #N/A | #N/A | #N/A | #N/A | #N/A | #N/A | 1.0024 | 0.99387 | 0.98553 | 0.97723 | 0.96897 | 0.96571 | 0.95793 | 0.95016 | 0.94242 | 0.93473 | 0.93164 | 0.92457 | 0.91747 | 0.91041 | 0.9034 | 0.90099 | 0.89377 | 0.88701 | 0.88029 | 0.87361 | 0.87127 | 0.86478 | 0.85861 | 0.85249 | 0.8464 | 0.84441 | 0.8382 | 0.83246 | 0.82675 | 0.82109 | 0.81916
|  |  |  | EX6-M21/-I21 | 84.36% |  | Type | R407C | Order Nr.: | [7 empty] | 8 | Czech |  |  |  | R1 | R134a | R22 | R231 | R404A | R407C | R410A | R507 | R7 |  |  |  |  | R124 | 75 | 75 | #N/A | #N/A | #N/A | #N/A | #N/A | #N/A | #N/A | #N/A | #N/A | #N/A | #N/A | #N/A | #N/A | #N/A | #N/A | #N/A | #N/A | #N/A | #N/A | #N/A | #N/A | #N/A | #N/A | #N/A | #N/A | #N/A | #N/A | #N/A | #N/A | #N/A | #N/A | #N/A | #N/A | #N/A | #N/A | #N/A | #N/A | #N/A | #N/A | #N/A | #N/A | #N/A | #N/A | #N/A | #N/A | #N/A | #N/A | #N/A | #N/A | #N/A | #N/A | #N/A | #N/A | #N/A | #N/A | #N/A | #N/A | #N/A | #N/A | #N/A | #N/A | #N/A | #N/A | #N/A | #N/A | #N/A | #N/A | #N/A | #N/A | #N/A | #N/A | #N/A | #N/A | #N/A | #N/A | #N/A | #N/A | #N/A | #N/A | #N/A | #N/A | #N/A | #N/A | #N/A | #N/A | #N/A | #N/A | #N/A | #N/A | #N/A | #N/A | #N/A | #N/A | #N/A | #N/A | #N/A | #N/A | #N/A | #N/A | #N/A | 1.0516 | 1.0416 | 1.0316 | 1.0216 | 1.0116 | 1.0116 | 1.0023 | 0.99305 | 0.98379 | 0.97452 | 0.97452 | 0.9662 | 0.95789 | 0.94957 | 0.94125 | 0.94125 | 0.93321 | 0.92516 | 0.91712 | 0.90907 | 0.90907 | 0.90182 | 0.89457 | 0.88731 | 0.88006 | 0.88006 | 0.87326 | 0.86645 | 0.85965 | 0.85284 | 0.85284
|  |  | Order Nr.: | 800 611 / 800 610 | OK |  | EX2-M00/-I00 | 17.6871 | 801 091 / 801 090 | [7 empty] | 9 | Russian |  |  |  | 0 | 0 | 0 | 0 | 0 | #N/A | 0 | 0 | 0 |  |  |  |  | R124 | 76 | 76 | #N/A | #N/A | #N/A | #N/A | #N/A | #N/A | #N/A | #N/A | #N/A | #N/A | #N/A | #N/A | #N/A | #N/A | #N/A | #N/A | #N/A | #N/A | #N/A | #N/A | #N/A | #N/A | #N/A | #N/A | #N/A | #N/A | #N/A | #N/A | #N/A | #N/A | #N/A | #N/A | #N/A | #N/A | #N/A | #N/A | #N/A | #N/A | #N/A | #N/A | #N/A | #N/A | #N/A | #N/A | #N/A | #N/A | #N/A | #N/A | #N/A | #N/A | #N/A | #N/A | #N/A | #N/A | #N/A | #N/A | #N/A | #N/A | #N/A | #N/A | #N/A | #N/A | #N/A | #N/A | #N/A | #N/A | #N/A | #N/A | #N/A | #N/A | #N/A | #N/A | #N/A | #N/A | #N/A | #N/A | #N/A | #N/A | #N/A | #N/A | #N/A | #N/A | #N/A | #N/A | #N/A | #N/A | #N/A | #N/A | #N/A | #N/A | #N/A | #N/A | #N/A | #N/A | #N/A | #N/A | #N/A | #N/A | #N/A | #N/A | 1.0819 | 1.0714 | 1.0608 | 1.0502 | 1.0412 | 1.0397 | 1.0299 | 1.0201 | 1.0104 | 1.0006 | 1.0006 | 0.99184 | 0.98309 | 0.97434 | 0.9656 | 0.9656 | 0.95715 | 0.9487 | 0.94025 | 0.93181 | 0.93181 | 0.9242 | 0.9166 | 0.909 | 0.90139 | 0.90139 | 0.89427 | 0.88715 | 0.88003 | 0.8729 | 0.8729
|  |  | Controller for ECV: | EXD-S16 |  |  | EXO-004 | 11.1015 | 801 098 | [7 empty] | 10 | Chinese |  |  |  | #N/A | #N/A | #N/A | #N/A | #N/A | #N/A | #N/A | #N/A | #N/A |  |  | R507 | 760 | R124 | 77 | 77 | #N/A | #N/A | #N/A | #N/A | #N/A | #N/A | #N/A | #N/A | #N/A | #N/A | #N/A | #N/A | #N/A | #N/A | #N/A | #N/A | #N/A | #N/A | #N/A | #N/A | #N/A | #N/A | #N/A | #N/A | #N/A | #N/A | #N/A | #N/A | #N/A | #N/A | #N/A | #N/A | #N/A | #N/A | #N/A | #N/A | #N/A | #N/A | #N/A | #N/A | #N/A | #N/A | #N/A | #N/A | #N/A | #N/A | #N/A | #N/A | #N/A | #N/A | #N/A | #N/A | #N/A | #N/A | #N/A | #N/A | #N/A | #N/A | #N/A | #N/A | #N/A | #N/A | #N/A | #N/A | #N/A | #N/A | #N/A | #N/A | #N/A | #N/A | #N/A | #N/A | #N/A | #N/A | #N/A | #N/A | #N/A | #N/A | #N/A | #N/A | #N/A | #N/A | #N/A | #N/A | #N/A | #N/A | #N/A | #N/A | #N/A | #N/A | #N/A | #N/A | #N/A | #N/A | #N/A | #N/A | #N/A | #N/A | #N/A | #N/A | 1.1123 | 1.1011 | 1.09 | 1.0789 | 1.0708 | 1.0677 | 1.0575 | 1.0472 | 1.0369 | 1.0267 | 1.0267 | 1.0175 | 1.0083 | 0.99912 | 0.98994 | 0.98994 | 0.98109 | 0.97224 | 0.96339 | 0.95454 | 0.95454 | 0.94659 | 0.93863 | 0.93068 | 0.92273 | 0.92273 | 0.91529 | 0.90785 | 0.90041 | 0.89297 | 0.89297
|  |  | Order Nr.: | 804 542 |  |  | EXO-003 | 7.3383 | 801 088 | [7 empty] | 11 | Japanese | [14 empty] | R744 | 870 | R124 | 78 | 78 | #N/A | #N/A | #N/A | #N/A | #N/A | #N/A | #N/A | #N/A | #N/A | #N/A | #N/A | #N/A | #N/A | #N/A | #N/A | #N/A | #N/A | #N/A | #N/A | #N/A | #N/A | #N/A | #N/A | #N/A | #N/A | #N/A | #N/A | #N/A | #N/A | #N/A | #N/A | #N/A | #N/A | #N/A | #N/A | #N/A | #N/A | #N/A | #N/A | #N/A | #N/A | #N/A | #N/A | #N/A | #N/A | #N/A | #N/A | #N/A | #N/A | #N/A | #N/A | #N/A | #N/A | #N/A | #N/A | #N/A | #N/A | #N/A | #N/A | #N/A | #N/A | #N/A | #N/A | #N/A | #N/A | #N/A | #N/A | #N/A | #N/A | #N/A | #N/A | #N/A | #N/A | #N/A | #N/A | #N/A | #N/A | #N/A | #N/A | #N/A | #N/A | #N/A | #N/A | #N/A | #N/A | #N/A | #N/A | #N/A | #N/A | #N/A | #N/A | #N/A | #N/A | #N/A | #N/A | #N/A | #N/A | #N/A | #N/A | #N/A | 1.1426 | 1.1309 | 1.1192 | 1.1075 | 1.1004 | 1.0958 | 1.085 | 1.0743 | 1.0635 | 1.0527 | 1.0527 | 1.0431 | 1.0335 | 1.0239 | 1.0143 | 1.0143 | 1.005 | 0.99578 | 0.98652 | 0.97727 | 0.97727 | 0.96897 | 0.96066 | 0.95236 | 0.94406 | 0.94406 | 0.9363 | 0.92854 | 0.92079 | 0.91303 | 0.91303
[7 empty] | EXO-002 | 4.4218 | 801 087 | [25 empty] | R124 | 79 | 79 | #N/A | #N/A | #N/A | #N/A | #N/A | #N/A | #N/A | #N/A | #N/A | #N/A | #N/A | #N/A | #N/A | #N/A | #N/A | #N/A | #N/A | #N/A | #N/A | #N/A | #N/A | #N/A | #N/A | #N/A | #N/A | #N/A | #N/A | #N/A | #N/A | #N/A | #N/A | #N/A | #N/A | #N/A | #N/A | #N/A | #N/A | #N/A | #N/A | #N/A | #N/A | #N/A | #N/A | #N/A | #N/A | #N/A | #N/A | #N/A | #N/A | #N/A | #N/A | #N/A | #N/A | #N/A | #N/A | #N/A | #N/A | #N/A | #N/A | #N/A | #N/A | #N/A | #N/A | #N/A | #N/A | #N/A | #N/A | #N/A | #N/A | #N/A | #N/A | #N/A | #N/A | #N/A | #N/A | #N/A | #N/A | #N/A | #N/A | #N/A | #N/A | #N/A | #N/A | #N/A | #N/A | #N/A | #N/A | #N/A | #N/A | #N/A | #N/A | #N/A | #N/A | #N/A | #N/A | #N/A | #N/A | #N/A | #N/A | #N/A | 1.1123 | 1.1011 | 1.09 | 1.0789 | 1.0708 | 1.0677 | 1.0575 | 1.0472 | 1.0369 | 1.0267 | 1.0267 | 1.0175 | 1.0083 | 0.99912 | 0.98994 | 0.98994 | 0.98109 | 0.97224 | 0.96339 | 0.95454 | 0.95454 | 0.94659 | 0.93863 | 0.93068 | 0.92273 | 0.92273 | 0.91529 | 0.90785 | 0.90041 | 0.89297 | 0.89297
Standard stepper motor EXV: | [6 empty] | EXO-001 | 3.2928 | 801 086 | [12 empty] | R1 | R134a | R22 | R231 | R404A | R407C | R408 | R507 | R7 |  |  |  |  | R124 | 80 | 80 | #N/A | #N/A | #N/A | #N/A | #N/A | #N/A | #N/A | #N/A | #N/A | #N/A | #N/A | #N/A | #N/A | #N/A | #N/A | #N/A | #N/A | #N/A | #N/A | #N/A | #N/A | #N/A | #N/A | #N/A | #N/A | #N/A | #N/A | #N/A | #N/A | #N/A | #N/A | #N/A | #N/A | #N/A | #N/A | #N/A | #N/A | #N/A | #N/A | #N/A | #N/A | #N/A | #N/A | #N/A | #N/A | #N/A | #N/A | #N/A | #N/A | #N/A | #N/A | #N/A | #N/A | #N/A | #N/A | #N/A | #N/A | #N/A | #N/A | #N/A | #N/A | #N/A | #N/A | #N/A | #N/A | #N/A | #N/A | #N/A | #N/A | #N/A | #N/A | #N/A | #N/A | #N/A | #N/A | #N/A | #N/A | #N/A | #N/A | #N/A | #N/A | #N/A | #N/A | #N/A | #N/A | #N/A | #N/A | #N/A | #N/A | #N/A | #N/A | #N/A | #N/A | #N/A | #N/A | #N/A | #N/A | #N/A | #N/A | #N/A | 1.1729 | 1.1606 | 1.1484 | 1.1361 | 1.13 | 1.1239 | 1.1126 | 1.1013 | 1.0901 | 1.0788 | 1.0788 | 1.0688 | 1.0587 | 1.0487 | 1.0386 | 1.0386 | 1.029 | 1.0193 | 1.0097 | 1 | 1 | 0.99135 | 0.9827 | 0.97404 | 0.96539 | 0.96539 | 0.95731 | 0.94924 | 0.94117 | 0.93309 | 0.93309
|  |  |  | #N/A | #N/A |  | EXO-000 | 1.5994 | 801 085 | [12 empty] | 0 | 0 | 0 | 0 | 0 | #REF! | 0 | 0 | 0 |  |  |  |  | R124 | 81 | 81 | #N/A | #N/A | #N/A | #N/A | #N/A | #N/A | #N/A | #N/A | #N/A | #N/A | #N/A | #N/A | #N/A | #N/A | #N/A | #N/A | #N/A | #N/A | #N/A | #N/A | #N/A | #N/A | #N/A | #N/A | #N/A | #N/A | #N/A | #N/A | #N/A | #N/A | #N/A | #N/A | #N/A | #N/A | #N/A | #N/A | #N/A | #N/A | #N/A | #N/A | #N/A | #N/A | #N/A | #N/A | #N/A | #N/A | #N/A | #N/A | #N/A | #N/A | #N/A | #N/A | #N/A | #N/A | #N/A | #N/A | #N/A | #N/A | #N/A | #N/A | #N/A | #N/A | #N/A | #N/A | #N/A | #N/A | #N/A | #N/A | #N/A | #N/A | #N/A | #N/A | #N/A | #N/A | #N/A | #N/A | #N/A | #N/A | #N/A | #N/A | #N/A | #N/A | #N/A | #N/A | #N/A | #N/A | #N/A | #N/A | #N/A | #N/A | #N/A | #N/A | #N/A | #N/A | #N/A | #N/A | #N/A | #N/A | #N/A | #N/A | 1.2117 | 1.2005 | 1.1863 | 1.1746 | 1.1675 | 1.1595 | 1.1495 | 1.1375 | 1.1255 | 1.1135 | 1.1116 | 1.101 | 1.0904 | 1.0797 | 1.0691 | 1.0691 | 1.0589 | 1.0487 | 1.0385 | 1.0283 | 1.0283 | 1.0191 | 1.01 | 1.0009 | 0.99174 | 0.99174 | 0.98324 | 0.97473 | 0.96623 | 0.95773 | 0.95773
PWM driven EXV: | [6 empty] | EXO-00X | 0.9408 | 801 084 | [12 empty] | #N/A | #N/A | #N/A | #N/A | #N/A | #REF! | #N/A | #N/A | #N/A |  |  |  |  | R124 | 82 | 82 | #N/A | #N/A | #N/A | #N/A | #N/A | #N/A | #N/A | #N/A | #N/A | #N/A | #N/A | #N/A | #N/A | #N/A | #N/A | #N/A | #N/A | #N/A | #N/A | #N/A | #N/A | #N/A | #N/A | #N/A | #N/A | #N/A | #N/A | #N/A | #N/A | #N/A | #N/A | #N/A | #N/A | #N/A | #N/A | #N/A | #N/A | #N/A | #N/A | #N/A | #N/A | #N/A | #N/A | #N/A | #N/A | #N/A | #N/A | #N/A | #N/A | #N/A | #N/A | #N/A | #N/A | #N/A | #N/A | #N/A | #N/A | #N/A | #N/A | #N/A | #N/A | #N/A | #N/A | #N/A | #N/A | #N/A | #N/A | #N/A | #N/A | #N/A | #N/A | #N/A | #N/A | #N/A | #N/A | #N/A | #N/A | #N/A | #N/A | #N/A | #N/A | #N/A | #N/A | #N/A | #N/A | #N/A | #N/A | #N/A | #N/A | #N/A | #N/A | #N/A | #N/A | #N/A | #N/A | #N/A | #N/A | #N/A | #N/A | #N/A | 1.2506 | 1.2403 | 1.2242 | 1.2131 | 1.205 | 1.1952 | 1.1863 | 1.1736 | 1.161 | 1.1483 | 1.1445 | 1.1332 | 1.122 | 1.1108 | 1.0995 | 1.0995 | 1.0888 | 1.078 | 1.0673 | 1.0565 | 1.0565 | 1.0469 | 1.0373 | 1.0277 | 1.0181 | 1.0181 | 1.0092 | 1.0002 | 0.9913 | 0.98237 | 0.98237
|  |  |  | #N/A | #N/A |  | ASC Coil 24VAC 50Hz |  | 801 052 |  | 3 | #N/A | #N/A | [21 empty] | R124 | 83 | 83 | #N/A | #N/A | #N/A | #N/A | #N/A | #N/A | #N/A | #N/A | #N/A | #N/A | #N/A | #N/A | #N/A | #N/A | #N/A | #N/A | #N/A | #N/A | #N/A | #N/A | #N/A | #N/A | #N/A | #N/A | #N/A | #N/A | #N/A | #N/A | #N/A | #N/A | #N/A | #N/A | #N/A | #N/A | #N/A | #N/A | #N/A | #N/A | #N/A | #N/A | #N/A | #N/A | #N/A | #N/A | #N/A | #N/A | #N/A | #N/A | #N/A | #N/A | #N/A | #N/A | #N/A | #N/A | #N/A | #N/A | #N/A | #N/A | #N/A | #N/A | #N/A | #N/A | #N/A | #N/A | #N/A | #N/A | #N/A | #N/A | #N/A | #N/A | #N/A | #N/A | #N/A | #N/A | #N/A | #N/A | #N/A | #N/A | #N/A | #N/A | #N/A | #N/A | #N/A | #N/A | #N/A | #N/A | #N/A | #N/A | #N/A | #N/A | #N/A | #N/A | #N/A | #N/A | #N/A | #N/A | #N/A | #N/A | #N/A | #N/A | 1.2894 | 1.2802 | 1.2621 | 1.2515 | 1.2425 | 1.2308 | 1.2232 | 1.2098 | 1.1964 | 1.183 | 1.1773 | 1.1655 | 1.1536 | 1.1418 | 1.13 | 1.13 | 1.1187 | 1.1074 | 1.096 | 1.0847 | 1.0847 | 1.0747 | 1.0646 | 1.0545 | 1.0444 | 1.0444 | 1.0351 | 1.0257 | 1.0164 | 1.007 | 1.007
Expansion Valve Duty | [11 empty] | 6 | 2 | 3 | 4 | 5 | 6 | 7 | 8 | 9 | 10 |  |  |  | 11.3207 | [9 empty] | R124 | 84 | 84 | #N/A | #N/A | #N/A | #N/A | #N/A | #N/A | #N/A | #N/A | #N/A | #N/A | #N/A | #N/A | #N/A | #N/A | #N/A | #N/A | #N/A | #N/A | #N/A | #N/A | #N/A | #N/A | #N/A | #N/A | #N/A | #N/A | #N/A | #N/A | #N/A | #N/A | #N/A | #N/A | #N/A | #N/A | #N/A | #N/A | #N/A | #N/A | #N/A | #N/A | #N/A | #N/A | #N/A | #N/A | #N/A | #N/A | #N/A | #N/A | #N/A | #N/A | #N/A | #N/A | #N/A | #N/A | #N/A | #N/A | #N/A | #N/A | #N/A | #N/A | #N/A | #N/A | #N/A | #N/A | #N/A | #N/A | #N/A | #N/A | #N/A | #N/A | #N/A | #N/A | #N/A | #N/A | #N/A | #N/A | #N/A | #N/A | #N/A | #N/A | #N/A | #N/A | #N/A | #N/A | #N/A | #N/A | #N/A | #N/A | #N/A | #N/A | #N/A | #N/A | #N/A | #N/A | #N/A | #N/A | #N/A | #N/A | #N/A | #N/A | 1.2506 | 1.2403 | 1.2242 | 1.2131 | 1.205 | 1.1952 | 1.1863 | 1.1736 | 1.161 | 1.1483 | 1.1445 | 1.1332 | 1.122 | 1.1108 | 1.0995 | 1.0995 | 1.0888 | 1.078 | 1.0673 | 1.0565 | 1.0565 | 1.0469 | 1.0373 | 1.0277 | 1.0181 | 1.0181 | 1.0092 | 1.0002 | 0.9913 | 0.98237 | 0.98237
Note: | [11 empty] | 7 | R410A | R134a | R22 | R404A | R507 | R407C | R23 | R124 | R744 | [13 empty] | R124 | 85 | 85 | #N/A | #N/A | #N/A | #N/A | #N/A | #N/A | #N/A | #N/A | #N/A | #N/A | #N/A | #N/A | #N/A | #N/A | #N/A | #N/A | #N/A | #N/A | #N/A | #N/A | #N/A | #N/A | #N/A | #N/A | #N/A | #N/A | #N/A | #N/A | #N/A | #N/A | #N/A | #N/A | #N/A | #N/A | #N/A | #N/A | #N/A | #N/A | #N/A | #N/A | #N/A | #N/A | #N/A | #N/A | #N/A | #N/A | #N/A | #N/A | #N/A | #N/A | #N/A | #N/A | #N/A | #N/A | #N/A | #N/A | #N/A | #N/A | #N/A | #N/A | #N/A | #N/A | #N/A | #N/A | #N/A | #N/A | #N/A | #N/A | #N/A | #N/A | #N/A | #N/A | #N/A | #N/A | #N/A | #N/A | #N/A | #N/A | #N/A | #N/A | #N/A | #N/A | #N/A | #N/A | #N/A | #N/A | #N/A | #N/A | #N/A | #N/A | #N/A | #N/A | #N/A | #N/A | #N/A | #N/A | #N/A | #N/A | #N/A | #N/A | 1.3282 | 1.32 | 1.3 | 1.29 | 1.28 | 1.2664 | 1.26 | 1.2459 | 1.2319 | 1.2178 | 1.2102 | 1.1977 | 1.1853 | 1.1729 | 1.1604 | 1.1604 | 1.1486 | 1.1367 | 1.1248 | 1.113 | 1.113 | 1.1024 | 1.0919 | 1.0813 | 1.0708 | 1.0708 | 1.061 | 1.0512 | 1.0414 | 1.0317 | 1.0317
[25 empty] | R124 | 11.8768 | [8 empty] | R124 | 86 | 86 | #N/A | #N/A | #N/A | #N/A | #N/A | #N/A | #N/A | #N/A | #N/A | #N/A | #N/A | #N/A | #N/A | #N/A | #N/A | #N/A | #N/A | #N/A | #N/A | #N/A | #N/A | #N/A | #N/A | #N/A | #N/A | #N/A | #N/A | #N/A | #N/A | #N/A | #N/A | #N/A | #N/A | #N/A | #N/A | #N/A | #N/A | #N/A | #N/A | #N/A | #N/A | #N/A | #N/A | #N/A | #N/A | #N/A | #N/A | #N/A | #N/A | #N/A | #N/A | #N/A | #N/A | #N/A | #N/A | #N/A | #N/A | #N/A | #N/A | #N/A | #N/A | #N/A | #N/A | #N/A | #N/A | #N/A | #N/A | #N/A | #N/A | #N/A | #N/A | #N/A | #N/A | #N/A | #N/A | #N/A | #N/A | #N/A | #N/A | #N/A | #N/A | #N/A | #N/A | #N/A | #N/A | #N/A | #N/A | #N/A | #N/A | #N/A | #N/A | #N/A | #N/A | #N/A | #N/A | #N/A | #N/A | #N/A | #N/A | #N/A | 1.3795 | 1.37 | 1.35 | 1.3374 | 1.3249 | 1.313 | 1.3025 | 1.2894 | 1.2739 | 1.2608 | 1.2527 | 1.2408 | 1.229 | 1.2157 | 1.2028 | 1.1995 | 1.1889 | 1.1763 | 1.1636 | 1.151 | 1.1489 | 1.1393 | 1.1281 | 1.1169 | 1.1057 | 1.1041 | 1.0937 | 1.0833 | 1.0729 | 1.0626 | 1.0626
[25 empty] | R134a | 6.2519 | [8 empty] | R124 | 87 | 87 | #N/A | #N/A | #N/A | #N/A | #N/A | #N/A | #N/A | #N/A | #N/A | #N/A | #N/A | #N/A | #N/A | #N/A | #N/A | #N/A | #N/A | #N/A | #N/A | #N/A | #N/A | #N/A | #N/A | #N/A | #N/A | #N/A | #N/A | #N/A | #N/A | #N/A | #N/A | #N/A | #N/A | #N/A | #N/A | #N/A | #N/A | #N/A | #N/A | #N/A | #N/A | #N/A | #N/A | #N/A | #N/A | #N/A | #N/A | #N/A | #N/A | #N/A | #N/A | #N/A | #N/A | #N/A | #N/A | #N/A | #N/A | #N/A | #N/A | #N/A | #N/A | #N/A | #N/A | #N/A | #N/A | #N/A | #N/A | #N/A | #N/A | #N/A | #N/A | #N/A | #N/A | #N/A | #N/A | #N/A | #N/A | #N/A | #N/A | #N/A | #N/A | #N/A | #N/A | #N/A | #N/A | #N/A | #N/A | #N/A | #N/A | #N/A | #N/A | #N/A | #N/A | #N/A | #N/A | #N/A | #N/A | #N/A | #N/A | #N/A | 1.4309 | 1.42 | 1.3999 | 1.3848 | 1.3697 | 1.3596 | 1.345 | 1.333 | 1.3159 | 1.3039 | 1.2952 | 1.2839 | 1.2726 | 1.2585 | 1.2452 | 1.2386 | 1.2293 | 1.2159 | 1.2024 | 1.189 | 1.1849 | 1.1762 | 1.1643 | 1.1525 | 1.1406 | 1.1373 | 1.1264 | 1.1154 | 1.1044 | 1.0935 | 1.0935
[25 empty] | R22 | 8.9417 | [8 empty] | R124 | 88 | 88 | #N/A | #N/A | #N/A | #N/A | #N/A | #N/A | #N/A | #N/A | #N/A | #N/A | #N/A | #N/A | #N/A | #N/A | #N/A | #N/A | #N/A | #N/A | #N/A | #N/A | #N/A | #N/A | #N/A | #N/A | #N/A | #N/A | #N/A | #N/A | #N/A | #N/A | #N/A | #N/A | #N/A | #N/A | #N/A | #N/A | #N/A | #N/A | #N/A | #N/A | #N/A | #N/A | #N/A | #N/A | #N/A | #N/A | #N/A | #N/A | #N/A | #N/A | #N/A | #N/A | #N/A | #N/A | #N/A | #N/A | #N/A | #N/A | #N/A | #N/A | #N/A | #N/A | #N/A | #N/A | #N/A | #N/A | #N/A | #N/A | #N/A | #N/A | #N/A | #N/A | #N/A | #N/A | #N/A | #N/A | #N/A | #N/A | #N/A | #N/A | #N/A | #N/A | #N/A | #N/A | #N/A | #N/A | #N/A | #N/A | #N/A | #N/A | #N/A | #N/A | #N/A | #N/A | #N/A | #N/A | #N/A | #N/A | #N/A | #N/A | 1.4822 | 1.47 | 1.4499 | 1.4322 | 1.4146 | 1.4062 | 1.3875 | 1.3765 | 1.358 | 1.3469 | 1.3377 | 1.3269 | 1.3163 | 1.3013 | 1.2876 | 1.2776 | 1.2696 | 1.2554 | 1.2412 | 1.227 | 1.2208 | 1.2131 | 1.2006 | 1.188 | 1.1755 | 1.1706 | 1.1591 | 1.1475 | 1.136 | 1.1244 | 1.1244
[25 empty] | R23 | 8.8324 | [8 empty] | R124 | 89 | 89 | #N/A | #N/A | #N/A | #N/A | #N/A | #N/A | #N/A | #N/A | #N/A | #N/A | #N/A | #N/A | #N/A | #N/A | #N/A | #N/A | #N/A | #N/A | #N/A | #N/A | #N/A | #N/A | #N/A | #N/A | #N/A | #N/A | #N/A | #N/A | #N/A | #N/A | #N/A | #N/A | #N/A | #N/A | #N/A | #N/A | #N/A | #N/A | #N/A | #N/A | #N/A | #N/A | #N/A | #N/A | #N/A | #N/A | #N/A | #N/A | #N/A | #N/A | #N/A | #N/A | #N/A | #N/A | #N/A | #N/A | #N/A | #N/A | #N/A | #N/A | #N/A | #N/A | #N/A | #N/A | #N/A | #N/A | #N/A | #N/A | #N/A | #N/A | #N/A | #N/A | #N/A | #N/A | #N/A | #N/A | #N/A | #N/A | #N/A | #N/A | #N/A | #N/A | #N/A | #N/A | #N/A | #N/A | #N/A | #N/A | #N/A | #N/A | #N/A | #N/A | #N/A | #N/A | #N/A | #N/A | #N/A | #N/A | #N/A | #N/A | 1.4309 | 1.42 | 1.3999 | 1.3848 | 1.3697 | 1.3596 | 1.345 | 1.333 | 1.3159 | 1.3039 | 1.2952 | 1.2839 | 1.2726 | 1.2585 | 1.2452 | 1.2386 | 1.2293 | 1.2159 | 1.2024 | 1.189 | 1.1849 | 1.1762 | 1.1643 | 1.1525 | 1.1406 | 1.1373 | 1.1264 | 1.1154 | 1.1044 | 1.0935 | 1.0935
ALCO CONTROLS is not to be held responsible for erroneous data regarding capacities, dimensions, applications, etc. stated herein. Products, specifications and data are subject to change without notice. The information given herein is based on technical data and tests which ALCO CONTROLS believes to be reliable and which are in compliance with technical knowledge of today. It is intended only for use by persons having the appropriate technical knowledge and skills, at their own discretion and risk. Since conditions of use are outside of ALCO'S control we can not assume any liability for results obtained or damages occurred due to improper application. | [24 empty] | R404A | 10.6227 | [8 empty] | R124 | 90 | 90 | #N/A | #N/A | #N/A | #N/A | #N/A | #N/A | #N/A | #N/A | #N/A | #N/A | #N/A | #N/A | #N/A | #N/A | #N/A | #N/A | #N/A | #N/A | #N/A | #N/A | #N/A | #N/A | #N/A | #N/A | #N/A | #N/A | #N/A | #N/A | #N/A | #N/A | #N/A | #N/A | #N/A | #N/A | #N/A | #N/A | #N/A | #N/A | #N/A | #N/A | #N/A | #N/A | #N/A | #N/A | #N/A | #N/A | #N/A | #N/A | #N/A | #N/A | #N/A | #N/A | #N/A | #N/A | #N/A | #N/A | #N/A | #N/A | #N/A | #N/A | #N/A | #N/A | #N/A | #N/A | #N/A | #N/A | #N/A | #N/A | #N/A | #N/A | #N/A | #N/A | #N/A | #N/A | #N/A | #N/A | #N/A | #N/A | #N/A | #N/A | #N/A | #N/A | #N/A | #N/A | #N/A | #N/A | #N/A | #N/A | #N/A | #N/A | #N/A | #N/A | #N/A | #N/A | #N/A | #N/A | #N/A | #N/A | #N/A | #N/A | 1.5335 | 1.52 | 1.4998 | 1.4796 | 1.4595 | 1.4528 | 1.43 | 1.42 | 1.4 | 1.39 | 1.3802 | 1.37 | 1.36 | 1.3441 | 1.33 | 1.3167 | 1.31 | 1.295 | 1.28 | 1.265 | 1.2568 | 1.25 | 1.2368 | 1.2236 | 1.2104 | 1.2039 | 1.1918 | 1.1796 | 1.1675 | 1.1553 | 1.1553
[25 empty] | R407C | 11.3207 | [8 empty] | R124 | 91 | 91 | #N/A | #N/A | #N/A | #N/A | #N/A | #N/A | #N/A | #N/A | #N/A | #N/A | #N/A | #N/A | #N/A | #N/A | #N/A | #N/A | #N/A | #N/A | #N/A | #N/A | #N/A | #N/A | #N/A | #N/A | #N/A | #N/A | #N/A | #N/A | #N/A | #N/A | #N/A | #N/A | #N/A | #N/A | #N/A | #N/A | #N/A | #N/A | #N/A | #N/A | #N/A | #N/A | #N/A | #N/A | #N/A | #N/A | #N/A | #N/A | #N/A | #N/A | #N/A | #N/A | #N/A | #N/A | #N/A | #N/A | #N/A | #N/A | #N/A | #N/A | #N/A | #N/A | #N/A | #N/A | #N/A | #N/A | #N/A | #N/A | #N/A | #N/A | #N/A | #N/A | #N/A | #N/A | #N/A | #N/A | #N/A | #N/A | #N/A | #N/A | #N/A | #N/A | #N/A | #N/A | #N/A | #N/A | #N/A | #N/A | #N/A | #N/A | #N/A | #N/A | #N/A | #N/A | #N/A | #N/A | #N/A | #N/A | #N/A | #N/A | 1.6055 | 1.59 | 1.5679 | 1.5458 | 1.5246 | 1.5172 | 1.4939 | 1.4802 | 1.4591 | 1.4475 | 1.4381 | 1.4252 | 1.4124 | 1.3952 | 1.3825 | 1.3693 | 1.3594 | 1.3432 | 1.327 | 1.3138 | 1.3046 | 1.2953 | 1.2811 | 1.2669 | 1.2553 | 1.2478 | 1.2363 | 1.2247 | 1.2106 | 1.199 | 1.1957
[25 empty] | R410A | 13.996 | [8 empty] | R124 | 92 | 92 | #N/A | #N/A | #N/A | #N/A | #N/A | #N/A | #N/A | #N/A | #N/A | #N/A | #N/A | #N/A | #N/A | #N/A | #N/A | #N/A | #N/A | #N/A | #N/A | #N/A | #N/A | #N/A | #N/A | #N/A | #N/A | #N/A | #N/A | #N/A | #N/A | #N/A | #N/A | #N/A | #N/A | #N/A | #N/A | #N/A | #N/A | #N/A | #N/A | #N/A | #N/A | #N/A | #N/A | #N/A | #N/A | #N/A | #N/A | #N/A | #N/A | #N/A | #N/A | #N/A | #N/A | #N/A | #N/A | #N/A | #N/A | #N/A | #N/A | #N/A | #N/A | #N/A | #N/A | #N/A | #N/A | #N/A | #N/A | #N/A | #N/A | #N/A | #N/A | #N/A | #N/A | #N/A | #N/A | #N/A | #N/A | #N/A | #N/A | #N/A | #N/A | #N/A | #N/A | #N/A | #N/A | #N/A | #N/A | #N/A | #N/A | #N/A | #N/A | #N/A | #N/A | #N/A | #N/A | #N/A | #N/A | #N/A | #N/A | #N/A | 1.6774 | 1.66 | 1.636 | 1.612 | 1.5897 | 1.5815 | 1.5578 | 1.5405 | 1.5182 | 1.505 | 1.496 | 1.4803 | 1.4647 | 1.4462 | 1.435 | 1.4219 | 1.4087 | 1.3914 | 1.374 | 1.3625 | 1.3525 | 1.3405 | 1.3253 | 1.3101 | 1.3002 | 1.2917 | 1.2809 | 1.2698 | 1.2537 | 1.2427 | 1.2362
[25 empty] | R507 | 10.7317 | [8 empty] | R124 | 93 | 93 | #N/A | #N/A | #N/A | #N/A | #N/A | #N/A | #N/A | #N/A | #N/A | #N/A | #N/A | #N/A | #N/A | #N/A | #N/A | #N/A | #N/A | #N/A | #N/A | #N/A | #N/A | #N/A | #N/A | #N/A | #N/A | #N/A | #N/A | #N/A | #N/A | #N/A | #N/A | #N/A | #N/A | #N/A | #N/A | #N/A | #N/A | #N/A | #N/A | #N/A | #N/A | #N/A | #N/A | #N/A | #N/A | #N/A | #N/A | #N/A | #N/A | #N/A | #N/A | #N/A | #N/A | #N/A | #N/A | #N/A | #N/A | #N/A | #N/A | #N/A | #N/A | #N/A | #N/A | #N/A | #N/A | #N/A | #N/A | #N/A | #N/A | #N/A | #N/A | #N/A | #N/A | #N/A | #N/A | #N/A | #N/A | #N/A | #N/A | #N/A | #N/A | #N/A | #N/A | #N/A | #N/A | #N/A | #N/A | #N/A | #N/A | #N/A | #N/A | #N/A | #N/A | #N/A | #N/A | #N/A | #N/A | #N/A | #N/A | #N/A | 1.7493 | 1.73 | 1.7041 | 1.6782 | 1.6549 | 1.6458 | 1.6217 | 1.6007 | 1.5773 | 1.5625 | 1.5539 | 1.5355 | 1.5171 | 1.4973 | 1.4875 | 1.4745 | 1.4581 | 1.4395 | 1.421 | 1.4113 | 1.4004 | 1.3858 | 1.3696 | 1.3534 | 1.3451 | 1.3356 | 1.3254 | 1.3149 | 1.2969 | 1.2863 | 1.2766
2 | [9 empty] | R407C | [14 empty] | R744 | 16.4703 | [8 empty] | R124 | 94 | 94 | #N/A | #N/A | #N/A | #N/A | #N/A | #N/A | #N/A | #N/A | #N/A | #N/A | #N/A | #N/A | #N/A | #N/A | #N/A | #N/A | #N/A | #N/A | #N/A | #N/A | #N/A | #N/A | #N/A | #N/A | #N/A | #N/A | #N/A | #N/A | #N/A | #N/A | #N/A | #N/A | #N/A | #N/A | #N/A | #N/A | #N/A | #N/A | #N/A | #N/A | #N/A | #N/A | #N/A | #N/A | #N/A | #N/A | #N/A | #N/A | #N/A | #N/A | #N/A | #N/A | #N/A | #N/A | #N/A | #N/A | #N/A | #N/A | #N/A | #N/A | #N/A | #N/A | #N/A | #N/A | #N/A | #N/A | #N/A | #N/A | #N/A | #N/A | #N/A | #N/A | #N/A | #N/A | #N/A | #N/A | #N/A | #N/A | #N/A | #N/A | #N/A | #N/A | #N/A | #N/A | #N/A | #N/A | #N/A | #N/A | #N/A | #N/A | #N/A | #N/A | #N/A | #N/A | #N/A | #N/A | #N/A | #N/A | #N/A | #N/A | 1.6774 | 1.66 | 1.636 | 1.612 | 1.5897 | 1.5815 | 1.5578 | 1.5405 | 1.5182 | 1.505 | 1.496 | 1.4803 | 1.4647 | 1.4462 | 1.435 | 1.4219 | 1.4087 | 1.3914 | 1.374 | 1.3625 | 1.3525 | 1.3405 | 1.3253 | 1.3101 | 1.3002 | 1.2917 | 1.2809 | 1.2698 | 1.2537 | 1.2427 | 1.2362
[12 empty] | Nominal Capacity per Datasheet | [22 empty] | R124 | 95 | 95 | #N/A | #N/A | #N/A | #N/A | #N/A | #N/A | #N/A | #N/A | #N/A | #N/A | #N/A | #N/A | #N/A | #N/A | #N/A | #N/A | #N/A | #N/A | #N/A | #N/A | #N/A | #N/A | #N/A | #N/A | #N/A | #N/A | #N/A | #N/A | #N/A | #N/A | #N/A | #N/A | #N/A | #N/A | #N/A | #N/A | #N/A | #N/A | #N/A | #N/A | #N/A | #N/A | #N/A | #N/A | #N/A | #N/A | #N/A | #N/A | #N/A | #N/A | #N/A | #N/A | #N/A | #N/A | #N/A | #N/A | #N/A | #N/A | #N/A | #N/A | #N/A | #N/A | #N/A | #N/A | #N/A | #N/A | #N/A | #N/A | #N/A | #N/A | #N/A | #N/A | #N/A | #N/A | #N/A | #N/A | #N/A | #N/A | #N/A | #N/A | #N/A | #N/A | #N/A | #N/A | #N/A | #N/A | #N/A | #N/A | #N/A | #N/A | #N/A | #N/A | #N/A | #N/A | #N/A | #N/A | #N/A | #N/A | #N/A | #N/A | 1.8212 | 1.8 | 1.7722 | 1.7445 | 1.72 | 1.7101 | 1.6856 | 1.661 | 1.6364 | 1.62 | 1.6118 | 1.5907 | 1.5695 | 1.5483 | 1.54 | 1.5272 | 1.5074 | 1.4877 | 1.468 | 1.46 | 1.4483 | 1.4311 | 1.4139 | 1.3967 | 1.39 | 1.3795 | 1.37 | 1.36 | 1.34 | 1.33 | 1.317
13 | [9 empty] | 925 | Qmax oder Qn | EX8 | 1027 | 680 | 880 | 613 | 613 | 925 | - | - | - | [13 empty] | R124 | 96 | 96 | #N/A | #N/A | #N/A | #N/A | #N/A | #N/A | #N/A | #N/A | #N/A | #N/A | #N/A | #N/A | #N/A | #N/A | #N/A | #N/A | #N/A | #N/A | #N/A | #N/A | #N/A | #N/A | #N/A | #N/A | #N/A | #N/A | #N/A | #N/A | #N/A | #N/A | #N/A | #N/A | #N/A | #N/A | #N/A | #N/A | #N/A | #N/A | #N/A | #N/A | #N/A | #N/A | #N/A | #N/A | #N/A | #N/A | #N/A | #N/A | #N/A | #N/A | #N/A | #N/A | #N/A | #N/A | #N/A | #N/A | #N/A | #N/A | #N/A | #N/A | #N/A | #N/A | #N/A | #N/A | #N/A | #N/A | #N/A | #N/A | #N/A | #N/A | #N/A | #N/A | #N/A | #N/A | #N/A | #N/A | #N/A | #N/A | #N/A | #N/A | #N/A | #N/A | #N/A | #N/A | #N/A | #N/A | #N/A | #N/A | #N/A | #N/A | #N/A | #N/A | #N/A | #N/A | #N/A | #N/A | #N/A | #N/A | #N/A | #N/A | 1.9286 | 1.9024 | 1.8713 | 1.8402 | 1.8175 | 1.8041 | 1.7768 | 1.7495 | 1.7222 | 1.705 | 1.6949 | 1.6715 | 1.6481 | 1.6248 | 1.6125 | 1.6014 | 1.5798 | 1.5581 | 1.5365 | 1.525 | 1.5148 | 1.4961 | 1.4773 | 1.4586 | 1.45 | 1.4398 | 1.4274 | 1.4146 | 1.3944 | 1.385 | 1.3719
14 | [9 empty] | 347 |  | EX7 | 385 | 255 | 330 | 230 | 230 | 347 | - | - | 670 | [13 empty] | R124 | 97 | 97 | #N/A | #N/A | #N/A | #N/A | #N/A | #N/A | #N/A | #N/A | #N/A | #N/A | #N/A | #N/A | #N/A | #N/A | #N/A | #N/A | #N/A | #N/A | #N/A | #N/A | #N/A | #N/A | #N/A | #N/A | #N/A | #N/A | #N/A | #N/A | #N/A | #N/A | #N/A | #N/A | #N/A | #N/A | #N/A | #N/A | #N/A | #N/A | #N/A | #N/A | #N/A | #N/A | #N/A | #N/A | #N/A | #N/A | #N/A | #N/A | #N/A | #N/A | #N/A | #N/A | #N/A | #N/A | #N/A | #N/A | #N/A | #N/A | #N/A | #N/A | #N/A | #N/A | #N/A | #N/A | #N/A | #N/A | #N/A | #N/A | #N/A | #N/A | #N/A | #N/A | #N/A | #N/A | #N/A | #N/A | #N/A | #N/A | #N/A | #N/A | #N/A | #N/A | #N/A | #N/A | #N/A | #N/A | #N/A | #N/A | #N/A | #N/A | #N/A | #N/A | #N/A | #N/A | #N/A | #N/A | #N/A | #N/A | #N/A | #N/A | 2.0359 | 2.0048 | 1.9703 | 1.9359 | 1.915 | 1.8981 | 1.8681 | 1.838 | 1.808 | 1.79 | 1.7779 | 1.7523 | 1.7268 | 1.7012 | 1.685 | 1.6757 | 1.6521 | 1.6285 | 1.605 | 1.59 | 1.5814 | 1.5611 | 1.5408 | 1.5204 | 1.51 | 1.5001 | 1.4848 | 1.4693 | 1.4488 | 1.44 | 1.4268
15 | [9 empty] | 126 |  | EX6 | 140 | 93 | 120 | 84 | 84 | 126 | 130 | 67 | 244 | [13 empty] | R124 | 98 | 98 | #N/A | #N/A | #N/A | #N/A | #N/A | #N/A | #N/A | #N/A | #N/A | #N/A | #N/A | #N/A | #N/A | #N/A | #N/A | #N/A | #N/A | #N/A | #N/A | #N/A | #N/A | #N/A | #N/A | #N/A | #N/A | #N/A | #N/A | #N/A | #N/A | #N/A | #N/A | #N/A | #N/A | #N/A | #N/A | #N/A | #N/A | #N/A | #N/A | #N/A | #N/A | #N/A | #N/A | #N/A | #N/A | #N/A | #N/A | #N/A | #N/A | #N/A | #N/A | #N/A | #N/A | #N/A | #N/A | #N/A | #N/A | #N/A | #N/A | #N/A | #N/A | #N/A | #N/A | #N/A | #N/A | #N/A | #N/A | #N/A | #N/A | #N/A | #N/A | #N/A | #N/A | #N/A | #N/A | #N/A | #N/A | #N/A | #N/A | #N/A | #N/A | #N/A | #N/A | #N/A | #N/A | #N/A | #N/A | #N/A | #N/A | #N/A | #N/A | #N/A | #N/A | #N/A | #N/A | #N/A | #N/A | #N/A | #N/A | #N/A | 2.1433 | 2.1071 | 2.0693 | 2.0316 | 2.0125 | 1.9921 | 1.9593 | 1.9265 | 1.8937 | 1.875 | 1.861 | 1.8332 | 1.8054 | 1.7777 | 1.7575 | 1.7499 | 1.7244 | 1.6989 | 1.6735 | 1.655 | 1.648 | 1.6261 | 1.6042 | 1.5823 | 1.57 | 1.5604 | 1.5422 | 1.5239 | 1.5032 | 1.495 | 1.4816
16 | [9 empty] | 53 |  | EX5 | 58 | 39 | 50 | 35 | 35 | 53 | 53 | 28 | 102 | [13 empty] | R124 | 99 | 99 | #N/A | #N/A | #N/A | #N/A | #N/A | #N/A | #N/A | #N/A | #N/A | #N/A | #N/A | #N/A | #N/A | #N/A | #N/A | #N/A | #N/A | #N/A | #N/A | #N/A | #N/A | #N/A | #N/A | #N/A | #N/A | #N/A | #N/A | #N/A | #N/A | #N/A | #N/A | #N/A | #N/A | #N/A | #N/A | #N/A | #N/A | #N/A | #N/A | #N/A | #N/A | #N/A | #N/A | #N/A | #N/A | #N/A | #N/A | #N/A | #N/A | #N/A | #N/A | #N/A | #N/A | #N/A | #N/A | #N/A | #N/A | #N/A | #N/A | #N/A | #N/A | #N/A | #N/A | #N/A | #N/A | #N/A | #N/A | #N/A | #N/A | #N/A | #N/A | #N/A | #N/A | #N/A | #N/A | #N/A | #N/A | #N/A | #N/A | #N/A | #N/A | #N/A | #N/A | #N/A | #N/A | #N/A | #N/A | #N/A | #N/A | #N/A | #N/A | #N/A | #N/A | #N/A | #N/A | #N/A | #N/A | #N/A | #N/A | #N/A | 2.0359 | 2.0048 | 1.9703 | 1.9359 | 1.915 | 1.8981 | 1.8681 | 1.838 | 1.808 | 1.79 | 1.7779 | 1.7523 | 1.7268 | 1.7012 | 1.685 | 1.6757 | 1.6521 | 1.6285 | 1.605 | 1.59 | 1.5814 | 1.5611 | 1.5408 | 1.5204 | 1.51 | 1.5001 | 1.4848 | 1.4693 | 1.4488 | 1.44 | 1.4268
17 | [9 empty] | 29.4 |  | EX1-I | - | 21.6 | 28 | 19.6 | 19.6 | 29.4 | - | - | - | [13 empty] | R124 | 100 | 100 | #N/A | #N/A | #N/A | #N/A | #N/A | #N/A | #N/A | #N/A | #N/A | #N/A | #N/A | #N/A | #N/A | #N/A | #N/A | #N/A | #N/A | #N/A | #N/A | #N/A | #N/A | #N/A | #N/A | #N/A | #N/A | #N/A | #N/A | #N/A | #N/A | #N/A | #N/A | #N/A | #N/A | #N/A | #N/A | #N/A | #N/A | #N/A | #N/A | #N/A | #N/A | #N/A | #N/A | #N/A | #N/A | #N/A | #N/A | #N/A | #N/A | #N/A | #N/A | #N/A | #N/A | #N/A | #N/A | #N/A | #N/A | #N/A | #N/A | #N/A | #N/A | #N/A | #N/A | #N/A | #N/A | #N/A | #N/A | #N/A | #N/A | #N/A | #N/A | #N/A | #N/A | #N/A | #N/A | #N/A | #N/A | #N/A | #N/A | #N/A | #N/A | #N/A | #N/A | #N/A | #N/A | #N/A | #N/A | #N/A | #N/A | #N/A | #N/A | #N/A | #N/A | #N/A | #N/A | #N/A | #N/A | #N/A | #N/A | #N/A | 2.2507 | 2.2095 | 2.1684 | 2.1273 | 2.11 | 2.0861 | 2.0506 | 2.0151 | 1.9795 | 1.96 | 1.944 | 1.914 | 1.8841 | 1.8541 | 1.83 | 1.8242 | 1.7968 | 1.7694 | 1.742 | 1.72 | 1.7146 | 1.6911 | 1.6676 | 1.6441 | 1.63 | 1.6207 | 1.5996 | 1.5786 | 1.5575 | 1.55 | 1.5365
18 | [9 empty] | 20 |  | EX1-G | - | 14.6 | 19 | 13.3 | 13.3 | 20 | - | - | - | [13 empty] | R134a | -10 | 110 | #N/A | #N/A | #N/A | #N/A | #N/A | #N/A | #N/A | #N/A | #N/A | #N/A | #N/A | #N/A | #N/A | #N/A | #N/A | #N/A | #N/A | #N/A | #N/A | #N/A | #N/A | #N/A | #N/A | #N/A | #N/A | #N/A | #N/A | #N/A | #N/A | #N/A | #N/A | #N/A | #N/A | #N/A | #N/A | #N/A | #N/A | #N/A | #N/A | #N/A | #N/A | #N/A | #N/A | #N/A | #N/A | #N/A | #N/A | #N/A | #N/A | #N/A | #N/A | #N/A | #N/A | #N/A | #N/A | #N/A | #N/A | #N/A | #N/A | #N/A | #N/A | #N/A | #N/A | #N/A | #N/A | #N/A | #N/A | #N/A | #N/A | #N/A | 0.71 | 0.71 | 0.7 | 0.7 | 0.7 | 0.7 | 0.69 | 0.69 | 0.69 | 0.69 | 0.69 | 0.68 | 0.68 | 0.68 | 0.68 | 0.68 | 0.67 | 0.67 | 0.67 | 0.67 | #N/A | 0.66 | 0.66 | 0.66 | 0.66 | 0.66 | 0.65 | 0.65 | 0.65 | 0.65 | 0.65 | 0.64 | 0.64 | 0.64 | 0.64 | 0.64 | 0.64 | 0.63 | 0.63 | 0.63 | 0.63 | 0.63 | 0.63 | 0.62 | 0.62 | 0.62 | 0.62 | 0.62 | 0.62 | 0.61 | 0.61 | #N/A | #N/A | #N/A | #N/A | #N/A | #N/A | #N/A | #N/A | #N/A | #N/A
19 | [9 empty] | 11.6 |  | EX1-E | - | 8.5 | 11 | 7.7 | 7.7 | 11.6 | - | - | - | [13 empty] | R134a | -9 | 111 | #N/A | #N/A | #N/A | #N/A | #N/A | #N/A | #N/A | #N/A | #N/A | #N/A | #N/A | #N/A | #N/A | #N/A | #N/A | #N/A | #N/A | #N/A | #N/A | #N/A | #N/A | #N/A | #N/A | #N/A | #N/A | #N/A | #N/A | #N/A | #N/A | #N/A | #N/A | #N/A | #N/A | #N/A | #N/A | #N/A | #N/A | #N/A | #N/A | #N/A | #N/A | #N/A | #N/A | #N/A | #N/A | #N/A | #N/A | #N/A | #N/A | #N/A | #N/A | #N/A | #N/A | #N/A | #N/A | #N/A | #N/A | #N/A | #N/A | #N/A | #N/A | #N/A | #N/A | #N/A | #N/A | #N/A | #N/A | #N/A | #N/A | #N/A | 0.71 | 0.71 | 0.71 | 0.71 | 0.7 | 0.7 | 0.7 | 0.7 | 0.7 | 0.69 | 0.69 | 0.69 | 0.69 | 0.68 | 0.68 | 0.68 | 0.68 | 0.68 | 0.67 | 0.67 | 0.67 | #N/A | 0.67 | 0.66 | 0.66 | 0.66 | 0.66 | 0.66 | 0.65 | 0.65 | 0.65 | 0.65 | 0.65 | 0.65 | 0.64 | 0.64 | 0.64 | 0.64 | 0.64 | 0.63 | 0.63 | 0.63 | 0.63 | 0.63 | 0.63 | 0.63 | 0.62 | 0.62 | 0.62 | 0.62 | 0.62 | #N/A | #N/A | #N/A | #N/A | #N/A | #N/A | #N/A | #N/A | #N/A | #N/A
20 | [9 empty] | 7.7 |  | EX1-C | - | 5.6 | 7.3 | 5.1 | 5.1 | 7.7 | - | - | - | [13 empty] | R134a | -8 | 112 | #N/A | #N/A | #N/A | #N/A | #N/A | #N/A | #N/A | #N/A | #N/A | #N/A | #N/A | #N/A | #N/A | #N/A | #N/A | #N/A | #N/A | #N/A | #N/A | #N/A | #N/A | #N/A | #N/A | #N/A | #N/A | #N/A | #N/A | #N/A | #N/A | #N/A | #N/A | #N/A | #N/A | #N/A | #N/A | #N/A | #N/A | #N/A | #N/A | #N/A | #N/A | #N/A | #N/A | #N/A | #N/A | #N/A | #N/A | #N/A | #N/A | #N/A | #N/A | #N/A | #N/A | #N/A | #N/A | #N/A | #N/A | #N/A | #N/A | #N/A | #N/A | #N/A | #N/A | #N/A | #N/A | #N/A | #N/A | #N/A | #N/A | #N/A | 0.72 | 0.72 | 0.71 | 0.71 | 0.71 | 0.71 | 0.71 | 0.7 | 0.7 | 0.7 | 0.7 | 0.69 | 0.69 | 0.69 | 0.69 | 0.69 | 0.68 | 0.68 | 0.68 | 0.68 | 0.68 | 0.67 | #N/A | 0.67 | 0.67 | 0.67 | 0.66 | 0.66 | 0.66 | 0.66 | 0.66 | 0.65 | 0.65 | 0.65 | 0.65 | 0.65 | 0.64 | 0.64 | 0.64 | 0.64 | 0.64 | 0.64 | 0.63 | 0.63 | 0.63 | 0.63 | 0.63 | 0.63 | 0.62 | 0.62 | 0.62 | #N/A | #N/A | #N/A | #N/A | #N/A | #N/A | #N/A | #N/A | #N/A | #N/A
21 | [9 empty] | 2.5 |  | EX1-A | - | 1.8 | 2.4 | 1.7 | 1.7 | 2.5 | - | - | - | [13 empty] | R134a | -7 | 113 | #N/A | #N/A | #N/A | #N/A | #N/A | #N/A | #N/A | #N/A | #N/A | #N/A | #N/A | #N/A | #N/A | #N/A | #N/A | #N/A | #N/A | #N/A | #N/A | #N/A | #N/A | #N/A | #N/A | #N/A | #N/A | #N/A | #N/A | #N/A | #N/A | #N/A | #N/A | #N/A | #N/A | #N/A | #N/A | #N/A | #N/A | #N/A | #N/A | #N/A | #N/A | #N/A | #N/A | #N/A | #N/A | #N/A | #N/A | #N/A | #N/A | #N/A | #N/A | #N/A | #N/A | #N/A | #N/A | #N/A | #N/A | #N/A | #N/A | #N/A | #N/A | #N/A | #N/A | #N/A | #N/A | #N/A | #N/A | #N/A | #N/A | #N/A | 0.73 | 0.72 | 0.72 | 0.72 | 0.72 | 0.71 | 0.71 | 0.71 | 0.71 | 0.7 | 0.7 | 0.7 | 0.7 | 0.7 | 0.69 | 0.69 | 0.69 | 0.69 | 0.68 | 0.68 | 0.68 | 0.68 | 0.68 | #N/A | 0.67 | 0.67 | 0.67 | 0.67 | 0.66 | 0.66 | 0.66 | 0.66 | 0.66 | 0.66 | 0.65 | 0.65 | 0.65 | 0.65 | 0.65 | 0.64 | 0.64 | 0.64 | 0.64 | 0.64 | 0.64 | 0.63 | 0.63 | 0.63 | 0.63 | 0.63 | 0.63 | #N/A | #N/A | #N/A | #N/A | #N/A | #N/A | #N/A | #N/A | #N/A | #N/A
22 | [9 empty] | 18.8 |  | 7-EX2 | - | 13.3 | 17.2 | 12.1 | 12.1 | 18.8 | - | - | - | [13 empty] | R134a | -6 | 114 | #N/A | #N/A | #N/A | #N/A | #N/A | #N/A | #N/A | #N/A | #N/A | #N/A | #N/A | #N/A | #N/A | #N/A | #N/A | #N/A | #N/A | #N/A | #N/A | #N/A | #N/A | #N/A | #N/A | #N/A | #N/A | #N/A | #N/A | #N/A | #N/A | #N/A | #N/A | #N/A | #N/A | #N/A | #N/A | #N/A | #N/A | #N/A | #N/A | #N/A | #N/A | #N/A | #N/A | #N/A | #N/A | #N/A | #N/A | #N/A | #N/A | #N/A | #N/A | #N/A | #N/A | #N/A | #N/A | #N/A | #N/A | #N/A | #N/A | #N/A | #N/A | #N/A | #N/A | #N/A | #N/A | #N/A | #N/A | #N/A | #N/A | #N/A | 0.73 | 0.73 | 0.73 | 0.72 | 0.72 | 0.72 | 0.72 | 0.71 | 0.71 | 0.71 | 0.71 | 0.71 | 0.7 | 0.7 | 0.7 | 0.7 | 0.69 | 0.69 | 0.69 | 0.69 | 0.69 | 0.68 | 0.68 | 0.68 | #N/A | 0.68 | 0.67 | 0.67 | 0.67 | 0.67 | 0.67 | 0.66 | 0.66 | 0.66 | 0.66 | 0.66 | 0.65 | 0.65 | 0.65 | 0.65 | 0.65 | 0.65 | 0.64 | 0.64 | 0.64 | 0.64 | 0.64 | 0.64 | 0.63 | 0.63 | 0.63 | #N/A | #N/A | #N/A | #N/A | #N/A | #N/A | #N/A | #N/A | #N/A | #N/A
23 | [9 empty] | 11.8 |  | 6-EXO-004 | - | 8.5 | 10.9 | 7.7 | 7.7 | 11.8 | - | - | - | [13 empty] | R134a | -5 | 115 | #N/A | #N/A | #N/A | #N/A | #N/A | #N/A | #N/A | #N/A | #N/A | #N/A | #N/A | #N/A | #N/A | #N/A | #N/A | #N/A | #N/A | #N/A | #N/A | #N/A | #N/A | #N/A | #N/A | #N/A | #N/A | #N/A | #N/A | #N/A | #N/A | #N/A | #N/A | #N/A | #N/A | #N/A | #N/A | #N/A | #N/A | #N/A | #N/A | #N/A | #N/A | #N/A | #N/A | #N/A | #N/A | #N/A | #N/A | #N/A | #N/A | #N/A | #N/A | #N/A | #N/A | #N/A | #N/A | #N/A | #N/A | #N/A | #N/A | #N/A | #N/A | #N/A | #N/A | #N/A | #N/A | #N/A | #N/A | #N/A | #N/A | #N/A | 0.74 | 0.74 | 0.73 | 0.73 | 0.73 | 0.73 | 0.72 | 0.72 | 0.72 | 0.72 | 0.71 | 0.71 | 0.71 | 0.71 | 0.7 | 0.7 | 0.7 | 0.7 | 0.7 | 0.69 | 0.69 | 0.69 | 0.69 | 0.69 | 0.68 | #N/A | 0.68 | 0.68 | 0.67 | 0.67 | 0.67 | 0.67 | 0.67 | 0.67 | 0.66 | 0.66 | 0.66 | 0.66 | 0.66 | 0.65 | 0.65 | 0.65 | 0.65 | 0.65 | 0.65 | 0.64 | 0.64 | 0.64 | 0.64 | 0.64 | 0.64 | #N/A | #N/A | #N/A | #N/A | #N/A | #N/A | #N/A | #N/A | #N/A | #N/A
24 | [9 empty] | 7.8 |  | 5-EXO-003 | - | 5.6 | 7.2 | 5.1 | 5.1 | 7.8 | - | - | - | [13 empty] | R134a | -4 | 116 | #N/A | #N/A | #N/A | #N/A | #N/A | #N/A | #N/A | #N/A | #N/A | #N/A | #N/A | #N/A | #N/A | #N/A | #N/A | #N/A | #N/A | #N/A | #N/A | #N/A | #N/A | #N/A | #N/A | #N/A | #N/A | #N/A | #N/A | #N/A | #N/A | #N/A | #N/A | #N/A | #N/A | #N/A | #N/A | #N/A | #N/A | #N/A | #N/A | #N/A | #N/A | #N/A | #N/A | #N/A | #N/A | #N/A | #N/A | #N/A | #N/A | #N/A | #N/A | #N/A | #N/A | #N/A | #N/A | #N/A | #N/A | #N/A | #N/A | #N/A | #N/A | #N/A | #N/A | #N/A | #N/A | #N/A | #N/A | #N/A | #N/A | #N/A | 0.74 | 0.74 | 0.74 | 0.74 | 0.73 | 0.73 | 0.73 | 0.73 | 0.72 | 0.72 | 0.72 | 0.72 | 0.71 | 0.71 | 0.71 | 0.71 | 0.71 | 0.7 | 0.7 | 0.7 | 0.7 | 0.69 | 0.69 | 0.69 | 0.69 | 0.69 | #N/A | 0.68 | 0.68 | 0.68 | 0.68 | 0.67 | 0.67 | 0.67 | 0.67 | 0.67 | 0.66 | 0.66 | 0.66 | 0.66 | 0.66 | 0.66 | 0.65 | 0.65 | 0.65 | 0.65 | 0.65 | 0.65 | 0.64 | 0.64 | 0.64 | #N/A | #N/A | #N/A | #N/A | #N/A | #N/A | #N/A | #N/A | #N/A | #N/A
25 | [9 empty] | 4.7 |  | 4-EXO-002 | - | 3.3 | 4.3 | 3 | 3 | 4.7 | - | - | - | [13 empty] | R134a | -3 | 117 | #N/A | #N/A | #N/A | #N/A | #N/A | #N/A | #N/A | #N/A | #N/A | #N/A | #N/A | #N/A | #N/A | #N/A | #N/A | #N/A | #N/A | #N/A | #N/A | #N/A | #N/A | #N/A | #N/A | #N/A | #N/A | #N/A | #N/A | #N/A | #N/A | #N/A | #N/A | #N/A | #N/A | #N/A | #N/A | #N/A | #N/A | #N/A | #N/A | #N/A | #N/A | #N/A | #N/A | #N/A | #N/A | #N/A | #N/A | #N/A | #N/A | #N/A | #N/A | #N/A | #N/A | #N/A | #N/A | #N/A | #N/A | #N/A | #N/A | #N/A | #N/A | #N/A | #N/A | #N/A | #N/A | #N/A | #N/A | #N/A | #N/A | #N/A | 0.75 | 0.75 | 0.75 | 0.74 | 0.74 | 0.74 | 0.74 | 0.73 | 0.73 | 0.73 | 0.73 | 0.72 | 0.72 | 0.72 | 0.72 | 0.71 | 0.71 | 0.71 | 0.71 | 0.7 | 0.7 | 0.7 | 0.7 | 0.7 | 0.69 | 0.69 | 0.69 | #N/A | 0.69 | 0.68 | 0.68 | 0.68 | 0.68 | 0.68 | 0.67 | 0.67 | 0.67 | 0.67 | 0.67 | 0.66 | 0.66 | 0.66 | 0.66 | 0.66 | 0.66 | 0.65 | 0.65 | 0.65 | 0.65 | 0.65 | 0.65 | #N/A | #N/A | #N/A | #N/A | #N/A | #N/A | #N/A | #N/A | #N/A | #N/A
26 | [9 empty] | 3.5 |  | 3-EXO-001 | - | 2.5 | 3.2 | 2.3 | 2.3 | 3.5 | - | - | - | [13 empty] | R134a | -2 | 118 | #N/A | #N/A | #N/A | #N/A | #N/A | #N/A | #N/A | #N/A | #N/A | #N/A | #N/A | #N/A | #N/A | #N/A | #N/A | #N/A | #N/A | #N/A | #N/A | #N/A | #N/A | #N/A | #N/A | #N/A | #N/A | #N/A | #N/A | #N/A | #N/A | #N/A | #N/A | #N/A | #N/A | #N/A | #N/A | #N/A | #N/A | #N/A | #N/A | #N/A | #N/A | #N/A | #N/A | #N/A | #N/A | #N/A | #N/A | #N/A | #N/A | #N/A | #N/A | #N/A | #N/A | #N/A | #N/A | #N/A | #N/A | #N/A | #N/A | #N/A | #N/A | #N/A | #N/A | #N/A | #N/A | #N/A | #N/A | #N/A | #N/A | #N/A | 0.76 | 0.75 | 0.75 | 0.75 | 0.75 | 0.74 | 0.74 | 0.74 | 0.74 | 0.73 | 0.73 | 0.73 | 0.73 | 0.72 | 0.72 | 0.72 | 0.72 | 0.72 | 0.71 | 0.71 | 0.71 | 0.71 | 0.7 | 0.7 | 0.7 | 0.7 | 0.7 | 0.69 | #N/A | 0.69 | 0.69 | 0.69 | 0.68 | 0.68 | 0.68 | 0.68 | 0.68 | 0.67 | 0.67 | 0.67 | 0.67 | 0.67 | 0.66 | 0.66 | 0.66 | 0.66 | 0.66 | 0.66 | 0.65 | 0.65 | 0.65 | #N/A | #N/A | #N/A | #N/A | #N/A | #N/A | #N/A | #N/A | #N/A | #N/A
27 | [9 empty] | 1.7 |  | 2-EXO-000 | - | 1.2 | 1.6 | 1.1 | 1.1 | 1.7 | - | - | - | [13 empty] | R134a | -1 | 119 | #N/A | #N/A | #N/A | #N/A | #N/A | #N/A | #N/A | #N/A | #N/A | #N/A | #N/A | #N/A | #N/A | #N/A | #N/A | #N/A | #N/A | #N/A | #N/A | #N/A | #N/A | #N/A | #N/A | #N/A | #N/A | #N/A | #N/A | #N/A | #N/A | #N/A | #N/A | #N/A | #N/A | #N/A | #N/A | #N/A | #N/A | #N/A | #N/A | #N/A | #N/A | #N/A | #N/A | #N/A | #N/A | #N/A | #N/A | #N/A | #N/A | #N/A | #N/A | #N/A | #N/A | #N/A | #N/A | #N/A | #N/A | #N/A | #N/A | #N/A | #N/A | #N/A | #N/A | #N/A | #N/A | #N/A | #N/A | #N/A | #N/A | #N/A | 0.76 | 0.76 | 0.76 | 0.76 | 0.75 | 0.75 | 0.75 | 0.75 | 0.74 | 0.74 | 0.74 | 0.74 | 0.73 | 0.73 | 0.73 | 0.73 | 0.72 | 0.72 | 0.72 | 0.72 | 0.71 | 0.71 | 0.71 | 0.71 | 0.71 | 0.7 | 0.7 | 0.7 | 0.7 | #N/A | 0.69 | 0.69 | 0.69 | 0.69 | 0.68 | 0.68 | 0.68 | 0.68 | 0.68 | 0.67 | 0.67 | 0.67 | 0.67 | 0.67 | 0.67 | 0.66 | 0.66 | 0.66 | 0.66 | 0.66 | 0.66 | #N/A | #N/A | #N/A | #N/A | #N/A | #N/A | #N/A | #N/A | #N/A | #N/A
28 | [9 empty] | 1 |  | 1-EXO-00X | - | 0.7 | 0.9 | 0.6 | 0.6 | 1 | - | - | - | [13 empty] | R134a | 0 | 120 | #N/A | #N/A | #N/A | #N/A | #N/A | #N/A | #N/A | #N/A | #N/A | #N/A | #N/A | #N/A | #N/A | #N/A | #N/A | #N/A | #N/A | #N/A | #N/A | #N/A | #N/A | #N/A | #N/A | #N/A | #N/A | #N/A | #N/A | #N/A | #N/A | #N/A | #N/A | #N/A | #N/A | #N/A | #N/A | #N/A | #N/A | #N/A | #N/A | #N/A | #N/A | #N/A | #N/A | #N/A | #N/A | #N/A | #N/A | #N/A | #N/A | #N/A | #N/A | #N/A | #N/A | #N/A | #N/A | #N/A | #N/A | #N/A | #N/A | #N/A | #N/A | #N/A | #N/A | #N/A | #N/A | #N/A | #N/A | #N/A | #N/A | #N/A | 0.77 | 0.77 | 0.76 | 0.76 | 0.76 | 0.76 | 0.75 | 0.75 | 0.75 | 0.75 | 0.74 | 0.74 | 0.74 | 0.74 | 0.73 | 0.73 | 0.73 | 0.73 | 0.72 | 0.72 | 0.72 | 0.72 | 0.72 | 0.71 | 0.71 | 0.71 | 0.71 | 0.7 | 0.7 | 0.7 | #N/A | 0.7 | 0.69 | 0.69 | 0.69 | 0.69 | 0.69 | 0.68 | 0.68 | 0.68 | 0.68 | 0.68 | 0.67 | 0.67 | 0.67 | 0.67 | 0.67 | 0.67 | 0.66 | 0.66 | 0.66 | #N/A | #N/A | #N/A | #N/A | #N/A | #N/A | #N/A | #N/A | #N/A | #N/A
[35 empty] | R134a | 1 | 121 | #N/A | #N/A | #N/A | #N/A | #N/A | #N/A | #N/A | #N/A | #N/A | #N/A | #N/A | #N/A | #N/A | #N/A | #N/A | #N/A | #N/A | #N/A | #N/A | #N/A | #N/A | #N/A | #N/A | #N/A | #N/A | #N/A | #N/A | #N/A | #N/A | #N/A | #N/A | #N/A | #N/A | #N/A | #N/A | #N/A | #N/A | #N/A | #N/A | #N/A | #N/A | #N/A | #N/A | #N/A | #N/A | #N/A | #N/A | #N/A | #N/A | #N/A | #N/A | #N/A | #N/A | #N/A | #N/A | #N/A | #N/A | #N/A | #N/A | #N/A | #N/A | #N/A | #N/A | #N/A | #N/A | #N/A | #N/A | #N/A | #N/A | #N/A | 0.78 | 0.77 | 0.77 | 0.77 | 0.77 | 0.76 | 0.76 | 0.76 | 0.76 | 0.75 | 0.75 | 0.75 | 0.75 | 0.74 | 0.74 | 0.74 | 0.74 | 0.73 | 0.73 | 0.73 | 0.73 | 0.72 | 0.72 | 0.72 | 0.72 | 0.71 | 0.71 | 0.71 | 0.71 | 0.71 | 0.7 | #N/A | 0.7 | 0.7 | 0.7 | 0.69 | 0.69 | 0.69 | 0.69 | 0.69 | 0.68 | 0.68 | 0.68 | 0.68 | 0.68 | 0.67 | 0.67 | 0.67 | 0.67 | 0.67 | 0.67 | #N/A | #N/A | #N/A | #N/A | #N/A | #N/A | #N/A | #N/A | #N/A | #N/A
[35 empty] | R134a | 2 | 122 | #N/A | #N/A | #N/A | #N/A | #N/A | #N/A | #N/A | #N/A | #N/A | #N/A | #N/A | #N/A | #N/A | #N/A | #N/A | #N/A | #N/A | #N/A | #N/A | #N/A | #N/A | #N/A | #N/A | #N/A | #N/A | #N/A | #N/A | #N/A | #N/A | #N/A | #N/A | #N/A | #N/A | #N/A | #N/A | #N/A | #N/A | #N/A | #N/A | #N/A | #N/A | #N/A | #N/A | #N/A | #N/A | #N/A | #N/A | #N/A | #N/A | #N/A | #N/A | #N/A | #N/A | #N/A | #N/A | #N/A | #N/A | #N/A | #N/A | #N/A | #N/A | #N/A | #N/A | #N/A | #N/A | #N/A | #N/A | #N/A | #N/A | #N/A | 0.78 | 0.78 | 0.78 | 0.78 | 0.77 | 0.77 | 0.77 | 0.77 | 0.76 | 0.76 | 0.76 | 0.75 | 0.75 | 0.75 | 0.75 | 0.74 | 0.74 | 0.74 | 0.74 | 0.73 | 0.73 | 0.73 | 0.73 | 0.73 | 0.72 | 0.72 | 0.72 | 0.72 | 0.71 | 0.71 | 0.71 | 0.71 | #N/A | 0.7 | 0.7 | 0.7 | 0.7 | 0.7 | 0.69 | 0.69 | 0.69 | 0.69 | 0.69 | 0.68 | 0.68 | 0.68 | 0.68 | 0.68 | 0.67 | 0.67 | 0.67 | #N/A | #N/A | #N/A | #N/A | #N/A | #N/A | #N/A | #N/A | #N/A | #N/A
[12 empty] | Condensing Temperature / Pressure | [11 empty] | Evaporating Temperature / Pressure | [10 empty] | R134a | 3 | 123 | #N/A | #N/A | #N/A | #N/A | #N/A | #N/A | #N/A | #N/A | #N/A | #N/A | #N/A | #N/A | #N/A | #N/A | #N/A | #N/A | #N/A | #N/A | #N/A | #N/A | #N/A | #N/A | #N/A | #N/A | #N/A | #N/A | #N/A | #N/A | #N/A | #N/A | #N/A | #N/A | #N/A | #N/A | #N/A | #N/A | #N/A | #N/A | #N/A | #N/A | #N/A | #N/A | #N/A | #N/A | #N/A | #N/A | #N/A | #N/A | #N/A | #N/A | #N/A | #N/A | #N/A | #N/A | #N/A | #N/A | #N/A | #N/A | #N/A | #N/A | #N/A | #N/A | #N/A | #N/A | #N/A | #N/A | #N/A | #N/A | #N/A | #N/A | 0.79 | 0.79 | 0.79 | 0.78 | 0.78 | 0.78 | 0.77 | 0.77 | 0.77 | 0.77 | 0.76 | 0.76 | 0.76 | 0.76 | 0.75 | 0.75 | 0.75 | 0.75 | 0.74 | 0.74 | 0.74 | 0.74 | 0.73 | 0.73 | 0.73 | 0.73 | 0.72 | 0.72 | 0.72 | 0.72 | 0.72 | 0.71 | 0.71 | 0.71 | 0.71 | 0.7 | 0.7 | 0.7 | 0.7 | 0.7 | 0.69 | 0.69 | 0.69 | 0.69 | 0.69 | 0.69 | 0.68 | 0.68 | 0.68 | 0.68 | 0.68 | #N/A | #N/A | #N/A | #N/A | #N/A | #N/A | #N/A | #N/A | #N/A | #N/A
[12 empty] | Temperatur | R 410A | R 134a | R 22 | R 404A | R 507 | R 407C | R23 | R124 | R744 |  |  | Temperatur | R 410A | R 134a | R 22 | R 404A | R 507 | R 407C | R23 | R124 | R744 |  | R134a | 4 | 124 | #N/A | #N/A | #N/A | #N/A | #N/A | #N/A | #N/A | #N/A | #N/A | #N/A | #N/A | #N/A | #N/A | #N/A | #N/A | #N/A | #N/A | #N/A | #N/A | #N/A | #N/A | #N/A | #N/A | #N/A | #N/A | #N/A | #N/A | #N/A | #N/A | #N/A | #N/A | #N/A | #N/A | #N/A | #N/A | #N/A | #N/A | #N/A | #N/A | #N/A | #N/A | #N/A | #N/A | #N/A | #N/A | #N/A | #N/A | #N/A | #N/A | #N/A | #N/A | #N/A | #N/A | #N/A | #N/A | #N/A | #N/A | #N/A | #N/A | #N/A | #N/A | #N/A | #N/A | #N/A | #N/A | #N/A | #N/A | #N/A | #N/A | #N/A | 0.8 | 0.8 | 0.79 | 0.79 | 0.79 | 0.78 | 0.78 | 0.78 | 0.78 | 0.77 | 0.77 | 0.77 | 0.77 | 0.76 | 0.76 | 0.76 | 0.76 | 0.75 | 0.75 | 0.75 | 0.75 | 0.74 | 0.74 | 0.74 | 0.74 | 0.73 | 0.73 | 0.73 | 0.73 | 0.72 | 0.72 | 0.72 | 0.72 | 0.72 | 0.71 | 0.71 | 0.71 | 0.71 | 0.7 | 0.7 | 0.7 | 0.7 | 0.7 | 0.69 | 0.69 | 0.69 | 0.69 | 0.69 | 0.69 | 0.68 | 0.68 | #N/A | #N/A | #N/A | #N/A | #N/A | #N/A | #N/A | #N/A | #N/A | #N/A
[12 empty] | 1 | 2 | 3 | 4 | 5 | 6 | 7 | 8 | 9 | 10 |  |  | 1 | 2 | 3 | 4 | 6 | 7 | 9 | 10 | 11 | 12 |  | R134a | 5 | 125 | #N/A | #N/A | #N/A | #N/A | #N/A | #N/A | #N/A | #N/A | #N/A | #N/A | #N/A | #N/A | #N/A | #N/A | #N/A | #N/A | #N/A | #N/A | #N/A | #N/A | #N/A | #N/A | #N/A | #N/A | #N/A | #N/A | #N/A | #N/A | #N/A | #N/A | #N/A | #N/A | #N/A | #N/A | #N/A | #N/A | #N/A | #N/A | #N/A | #N/A | #N/A | #N/A | #N/A | #N/A | #N/A | #N/A | #N/A | #N/A | #N/A | #N/A | #N/A | #N/A | #N/A | #N/A | #N/A | #N/A | #N/A | #N/A | #N/A | #N/A | #N/A | #N/A | #N/A | #N/A | #N/A | #N/A | #N/A | #N/A | #N/A | #N/A | 0.81 | 0.8 | 0.8 | 0.8 | 0.79 | 0.79 | 0.79 | 0.79 | 0.78 | 0.78 | 0.78 | 0.77 | 0.77 | 0.77 | 0.77 | 0.76 | 0.76 | 0.76 | 0.76 | 0.75 | 0.75 | 0.75 | 0.75 | 0.74 | 0.74 | 0.74 | 0.74 | 0.73 | 0.73 | 0.73 | 0.73 | 0.73 | 0.72 | 0.72 | 0.72 | 0.72 | 0.71 | 0.71 | 0.71 | 0.71 | 0.71 | 0.7 | 0.7 | 0.7 | 0.7 | 0.7 | 0.69 | 0.69 | 0.69 | 0.69 | 0.69 | #N/A | #N/A | #N/A | #N/A | #N/A | #N/A | #N/A | #N/A | #N/A | #N/A
[12 empty] | -100 | #N/A | #N/A | #N/A | #N/A | #N/A | #N/A | #N/A | #N/A | #N/A |  |  | -100 | #N/A | #N/A | #N/A | #N/A | #N/A | #N/A | 31558.1 | #N/A | #N/A |  | R134a | 6 | 126 | #N/A | #N/A | #N/A | #N/A | #N/A | #N/A | #N/A | #N/A | #N/A | #N/A | #N/A | #N/A | #N/A | #N/A | #N/A | #N/A | #N/A | #N/A | #N/A | #N/A | #N/A | #N/A | #N/A | #N/A | #N/A | #N/A | #N/A | #N/A | #N/A | #N/A | #N/A | #N/A | #N/A | #N/A | #N/A | #N/A | #N/A | #N/A | #N/A | #N/A | #N/A | #N/A | #N/A | #N/A | #N/A | #N/A | #N/A | #N/A | #N/A | #N/A | #N/A | #N/A | #N/A | #N/A | #N/A | #N/A | #N/A | #N/A | #N/A | #N/A | #N/A | #N/A | #N/A | #N/A | #N/A | #N/A | #N/A | #N/A | #N/A | #N/A | 0.81 | 0.81 | 0.81 | 0.8 | 0.8 | 0.8 | 0.8 | 0.79 | 0.79 | 0.79 | 0.78 | 0.78 | 0.78 | 0.78 | 0.77 | 0.77 | 0.77 | 0.77 | 0.76 | 0.76 | 0.76 | 0.76 | 0.75 | 0.75 | 0.75 | 0.75 | 0.74 | 0.74 | 0.74 | 0.74 | 0.73 | 0.73 | 0.73 | 0.73 | 0.73 | 0.72 | 0.72 | 0.72 | 0.72 | 0.71 | 0.71 | 0.71 | 0.71 | 0.71 | 0.7 | 0.7 | 0.7 | 0.7 | 0.7 | 0.69 | 0.69 | #N/A | #N/A | #N/A | #N/A | #N/A | #N/A | #N/A | #N/A | #N/A | #N/A
[12 empty] | -99 | #N/A | #N/A | #N/A | #N/A | #N/A | #N/A | #N/A | #N/A | #N/A |  |  | -99 | #N/A | #N/A | #N/A | #N/A | #N/A | #N/A | 33916.32 | #N/A | #N/A |  | R134a | 7 | 127 | #N/A | #N/A | #N/A | #N/A | #N/A | #N/A | #N/A | #N/A | #N/A | #N/A | #N/A | #N/A | #N/A | #N/A | #N/A | #N/A | #N/A | #N/A | #N/A | #N/A | #N/A | #N/A | #N/A | #N/A | #N/A | #N/A | #N/A | #N/A | #N/A | #N/A | #N/A | #N/A | #N/A | #N/A | #N/A | #N/A | #N/A | #N/A | #N/A | #N/A | #N/A | #N/A | #N/A | #N/A | #N/A | #N/A | #N/A | #N/A | #N/A | #N/A | #N/A | #N/A | #N/A | #N/A | #N/A | #N/A | #N/A | #N/A | #N/A | #N/A | #N/A | #N/A | #N/A | #N/A | #N/A | #N/A | #N/A | #N/A | #N/A | #N/A | 0.82 | 0.82 | 0.82 | 0.81 | 0.81 | 0.81 | 0.8 | 0.8 | 0.8 | 0.79 | 0.79 | 0.79 | 0.79 | 0.78 | 0.78 | 0.78 | 0.78 | 0.77 | 0.77 | 0.77 | 0.76 | 0.76 | 0.76 | 0.76 | 0.75 | 0.75 | 0.75 | 0.75 | 0.75 | 0.74 | 0.74 | 0.74 | 0.74 | 0.73 | 0.73 | 0.73 | 0.73 | 0.72 | 0.72 | 0.72 | 0.72 | 0.72 | 0.71 | 0.71 | 0.71 | 0.71 | 0.71 | 0.7 | 0.7 | 0.7 | 0.7 | #N/A | #N/A | #N/A | #N/A | #N/A | #N/A | #N/A | #N/A | #N/A | #N/A
[12 empty] | -98 | #N/A | #N/A | #N/A | #N/A | #N/A | #N/A | #N/A | #N/A | #N/A |  |  | -98 | #N/A | #N/A | #N/A | #N/A | #N/A | #N/A | 36417.33 | #N/A | #N/A |  | R134a | 8 | 128 | #N/A | #N/A | #N/A | #N/A | #N/A | #N/A | #N/A | #N/A | #N/A | #N/A | #N/A | #N/A | #N/A | #N/A | #N/A | #N/A | #N/A | #N/A | #N/A | #N/A | #N/A | #N/A | #N/A | #N/A | #N/A | #N/A | #N/A | #N/A | #N/A | #N/A | #N/A | #N/A | #N/A | #N/A | #N/A | #N/A | #N/A | #N/A | #N/A | #N/A | #N/A | #N/A | #N/A | #N/A | #N/A | #N/A | #N/A | #N/A | #N/A | #N/A | #N/A | #N/A | #N/A | #N/A | #N/A | #N/A | #N/A | #N/A | #N/A | #N/A | #N/A | #N/A | #N/A | #N/A | #N/A | #N/A | #N/A | #N/A | #N/A | #N/A | 0.83 | 0.83 | 0.82 | 0.82 | 0.82 | 0.81 | 0.81 | 0.81 | 0.8 | 0.8 | 0.8 | 0.8 | 0.79 | 0.79 | 0.79 | 0.79 | 0.78 | 0.78 | 0.78 | 0.77 | 0.77 | 0.77 | 0.77 | 0.76 | 0.76 | 0.76 | 0.76 | 0.75 | 0.75 | 0.75 | 0.75 | 0.74 | 0.74 | 0.74 | 0.74 | 0.74 | 0.73 | 0.73 | 0.73 | 0.73 | 0.72 | 0.72 | 0.72 | 0.72 | 0.72 | 0.71 | 0.71 | 0.71 | 0.71 | 0.71 | 0.7 | #N/A | #N/A | #N/A | #N/A | #N/A | #N/A | #N/A | #N/A | #N/A | #N/A
[12 empty] | -97 | #N/A | #N/A | #N/A | #N/A | #N/A | #N/A | #N/A | #N/A | #N/A |  |  | -97 | #N/A | #N/A | #N/A | #N/A | #N/A | #N/A | 39067.51 | #N/A | #N/A |  | R134a | 9 | 129 | #N/A | #N/A | #N/A | #N/A | #N/A | #N/A | #N/A | #N/A | #N/A | #N/A | #N/A | #N/A | #N/A | #N/A | #N/A | #N/A | #N/A | #N/A | #N/A | #N/A | #N/A | #N/A | #N/A | #N/A | #N/A | #N/A | #N/A | #N/A | #N/A | #N/A | #N/A | #N/A | #N/A | #N/A | #N/A | #N/A | #N/A | #N/A | #N/A | #N/A | #N/A | #N/A | #N/A | #N/A | #N/A | #N/A | #N/A | #N/A | #N/A | #N/A | #N/A | #N/A | #N/A | #N/A | #N/A | #N/A | #N/A | #N/A | #N/A | #N/A | #N/A | #N/A | #N/A | #N/A | #N/A | #N/A | #N/A | #N/A | #N/A | #N/A | 0.84 | 0.83 | 0.83 | 0.83 | 0.82 | 0.82 | 0.82 | 0.82 | 0.81 | 0.81 | 0.81 | 0.8 | 0.8 | 0.8 | 0.8 | 0.79 | 0.79 | 0.79 | 0.78 | 0.78 | 0.78 | 0.78 | 0.77 | 0.77 | 0.77 | 0.77 | 0.76 | 0.76 | 0.76 | 0.76 | 0.75 | 0.75 | 0.75 | 0.75 | 0.74 | 0.74 | 0.74 | 0.74 | 0.73 | 0.73 | 0.73 | 0.73 | 0.73 | 0.72 | 0.72 | 0.72 | 0.72 | 0.72 | 0.71 | 0.71 | 0.71 | #N/A | #N/A | #N/A | #N/A | #N/A | #N/A | #N/A | #N/A | #N/A | #N/A
[12 empty] | -96 | #N/A | #N/A | #N/A | #N/A | #N/A | #N/A | #N/A | #N/A | #N/A |  |  | -96 | #N/A | #N/A | #N/A | #N/A | #N/A | #N/A | 41873.41 | #N/A | #N/A |  | R134a | 10 | 130 | #N/A | #N/A | #N/A | #N/A | #N/A | #N/A | #N/A | #N/A | #N/A | #N/A | #N/A | #N/A | #N/A | #N/A | #N/A | #N/A | #N/A | #N/A | #N/A | #N/A | #N/A | #N/A | #N/A | #N/A | #N/A | #N/A | #N/A | #N/A | #N/A | #N/A | #N/A | #N/A | #N/A | #N/A | #N/A | #N/A | #N/A | #N/A | #N/A | #N/A | #N/A | #N/A | #N/A | #N/A | #N/A | #N/A | #N/A | #N/A | #N/A | #N/A | #N/A | #N/A | #N/A | #N/A | #N/A | #N/A | #N/A | #N/A | #N/A | #N/A | #N/A | #N/A | #N/A | #N/A | #N/A | #N/A | #N/A | #N/A | #N/A | #N/A | 0.85 | 0.84 | 0.84 | 0.84 | 0.83 | 0.83 | 0.83 | 0.82 | 0.82 | 0.82 | 0.81 | 0.81 | 0.81 | 0.81 | 0.8 | 0.8 | 0.8 | 0.79 | 0.79 | 0.79 | 0.79 | 0.78 | 0.78 | 0.78 | 0.78 | 0.77 | 0.77 | 0.77 | 0.77 | 0.76 | 0.76 | 0.76 | 0.76 | 0.75 | 0.75 | 0.75 | 0.75 | 0.74 | 0.74 | 0.74 | 0.74 | 0.73 | 0.73 | 0.73 | 0.73 | 0.73 | 0.72 | 0.72 | 0.72 | 0.72 | 0.72 | #N/A | #N/A | #N/A | #N/A | #N/A | #N/A | #N/A | #N/A | #N/A | #N/A
[12 empty] | -95 | #N/A | #N/A | #N/A | #N/A | #N/A | #N/A | #N/A | #N/A | #N/A |  |  | -95 | #N/A | #N/A | #N/A | #N/A | #N/A | #N/A | 44841.75 | #N/A | #N/A |  | R134a | 11 | 131 | #N/A | #N/A | #N/A | #N/A | #N/A | #N/A | #N/A | #N/A | #N/A | #N/A | #N/A | #N/A | #N/A | #N/A | #N/A | #N/A | #N/A | #N/A | #N/A | #N/A | #N/A | #N/A | #N/A | #N/A | #N/A | #N/A | #N/A | #N/A | #N/A | #N/A | #N/A | #N/A | #N/A | #N/A | #N/A | #N/A | #N/A | #N/A | #N/A | #N/A | #N/A | #N/A | #N/A | #N/A | #N/A | #N/A | #N/A | #N/A | #N/A | #N/A | #N/A | #N/A | #N/A | #N/A | #N/A | #N/A | #N/A | #N/A | #N/A | #N/A | #N/A | #N/A | #N/A | #N/A | #N/A | #N/A | #N/A | #N/A | #N/A | #N/A | 0.85 | 0.85 | 0.85 | 0.84 | 0.84 | 0.84 | 0.83 | 0.83 | 0.83 | 0.83 | 0.82 | 0.82 | 0.82 | 0.81 | 0.81 | 0.81 | 0.8 | 0.8 | 0.8 | 0.8 | 0.79 | 0.79 | 0.79 | 0.79 | 0.78 | 0.78 | 0.78 | 0.77 | 0.77 | 0.77 | 0.77 | 0.76 | 0.76 | 0.76 | 0.76 | 0.75 | 0.75 | 0.75 | 0.75 | 0.75 | 0.74 | 0.74 | 0.74 | 0.74 | 0.73 | 0.73 | 0.73 | 0.73 | 0.73 | 0.72 | 0.72 | #N/A | #N/A | #N/A | #N/A | #N/A | #N/A | #N/A | #N/A | #N/A | #N/A
[12 empty] | -94 | #N/A | #N/A | #N/A | #N/A | #N/A | #N/A | #N/A | #N/A | #N/A |  |  | -94 | #N/A | #N/A | #N/A | #N/A | #N/A | #N/A | 47979.39 | #N/A | #N/A |  | R134a | 12 | 132 | #N/A | #N/A | #N/A | #N/A | #N/A | #N/A | #N/A | #N/A | #N/A | #N/A | #N/A | #N/A | #N/A | #N/A | #N/A | #N/A | #N/A | #N/A | #N/A | #N/A | #N/A | #N/A | #N/A | #N/A | #N/A | #N/A | #N/A | #N/A | #N/A | #N/A | #N/A | #N/A | #N/A | #N/A | #N/A | #N/A | #N/A | #N/A | #N/A | #N/A | #N/A | #N/A | #N/A | #N/A | #N/A | #N/A | #N/A | #N/A | #N/A | #N/A | #N/A | #N/A | #N/A | #N/A | #N/A | #N/A | #N/A | #N/A | #N/A | #N/A | #N/A | #N/A | #N/A | #N/A | #N/A | #N/A | #N/A | #N/A | #N/A | #N/A | 0.86 | 0.86 | 0.86 | 0.85 | 0.85 | 0.85 | 0.84 | 0.84 | 0.84 | 0.83 | 0.83 | 0.83 | 0.82 | 0.82 | 0.82 | 0.81 | 0.81 | 0.81 | 0.81 | 0.8 | 0.8 | 0.8 | 0.8 | 0.79 | 0.79 | 0.79 | 0.78 | 0.78 | 0.78 | 0.78 | 0.77 | 0.77 | 0.77 | 0.77 | 0.76 | 0.76 | 0.76 | 0.76 | 0.75 | 0.75 | 0.75 | 0.75 | 0.75 | 0.74 | 0.74 | 0.74 | 0.74 | 0.73 | 0.73 | 0.73 | 0.73 | #N/A | #N/A | #N/A | #N/A | #N/A | #N/A | #N/A | #N/A | #N/A | #N/A
[12 empty] | -93 | #N/A | #N/A | #N/A | #N/A | #N/A | #N/A | #N/A | #N/A | #N/A |  |  | -93 | #N/A | #N/A | #N/A | #N/A | #N/A | #N/A | 51293.36 | #N/A | #N/A |  | R134a | 13 | 133 | #N/A | #N/A | #N/A | #N/A | #N/A | #N/A | #N/A | #N/A | #N/A | #N/A | #N/A | #N/A | #N/A | #N/A | #N/A | #N/A | #N/A | #N/A | #N/A | #N/A | #N/A | #N/A | #N/A | #N/A | #N/A | #N/A | #N/A | #N/A | #N/A | #N/A | #N/A | #N/A | #N/A | #N/A | #N/A | #N/A | #N/A | #N/A | #N/A | #N/A | #N/A | #N/A | #N/A | #N/A | #N/A | #N/A | #N/A | #N/A | #N/A | #N/A | #N/A | #N/A | #N/A | #N/A | #N/A | #N/A | #N/A | #N/A | #N/A | #N/A | #N/A | #N/A | #N/A | #N/A | #N/A | #N/A | #N/A | #N/A | #N/A | #N/A | 0.87 | 0.87 | 0.86 | 0.86 | 0.86 | 0.85 | 0.85 | 0.85 | 0.84 | 0.84 | 0.84 | 0.83 | 0.83 | 0.83 | 0.83 | 0.82 | 0.82 | 0.82 | 0.81 | 0.81 | 0.81 | 0.81 | 0.8 | 0.8 | 0.8 | 0.79 | 0.79 | 0.79 | 0.79 | 0.78 | 0.78 | 0.78 | 0.78 | 0.77 | 0.77 | 0.77 | 0.77 | 0.76 | 0.76 | 0.76 | 0.76 | 0.75 | 0.75 | 0.75 | 0.75 | 0.75 | 0.74 | 0.74 | 0.74 | 0.74 | 0.73 | #N/A | #N/A | #N/A | #N/A | #N/A | #N/A | #N/A | #N/A | #N/A | #N/A
[12 empty] | -92 | #N/A | #N/A | #N/A | #N/A | #N/A | #N/A | #N/A | #N/A | #N/A |  |  | -92 | #N/A | #N/A | #N/A | #N/A | #N/A | #N/A | 54790.85 | #N/A | #N/A |  | R134a | 14 | 134 | #N/A | #N/A | #N/A | #N/A | #N/A | #N/A | #N/A | #N/A | #N/A | #N/A | #N/A | #N/A | #N/A | #N/A | #N/A | #N/A | #N/A | #N/A | #N/A | #N/A | #N/A | #N/A | #N/A | #N/A | #N/A | #N/A | #N/A | #N/A | #N/A | #N/A | #N/A | #N/A | #N/A | #N/A | #N/A | #N/A | #N/A | #N/A | #N/A | #N/A | #N/A | #N/A | #N/A | #N/A | #N/A | #N/A | #N/A | #N/A | #N/A | #N/A | #N/A | #N/A | #N/A | #N/A | #N/A | #N/A | #N/A | #N/A | #N/A | #N/A | #N/A | #N/A | #N/A | #N/A | #N/A | #N/A | #N/A | #N/A | #N/A | #N/A | 0.88 | 0.88 | 0.87 | 0.87 | 0.87 | 0.86 | 0.86 | 0.86 | 0.85 | 0.85 | 0.85 | 0.84 | 0.84 | 0.84 | 0.83 | 0.83 | 0.83 | 0.82 | 0.82 | 0.82 | 0.82 | 0.81 | 0.81 | 0.81 | 0.8 | 0.8 | 0.8 | 0.8 | 0.79 | 0.79 | 0.79 | 0.79 | 0.78 | 0.78 | 0.78 | 0.78 | 0.77 | 0.77 | 0.77 | 0.77 | 0.76 | 0.76 | 0.76 | 0.76 | 0.75 | 0.75 | 0.75 | 0.75 | 0.75 | 0.74 | 0.74 | #N/A | #N/A | #N/A | #N/A | #N/A | #N/A | #N/A | #N/A | #N/A | #N/A
[12 empty] | -91 | #N/A | #N/A | #N/A | #N/A | #N/A | #N/A | #N/A | #N/A | #N/A |  |  | -91 | #N/A | #N/A | #N/A | #N/A | #N/A | #N/A | 58479.21 | #N/A | #N/A |  | R134a | 15 | 135 | #N/A | #N/A | #N/A | #N/A | #N/A | #N/A | #N/A | #N/A | #N/A | #N/A | #N/A | #N/A | #N/A | #N/A | #N/A | #N/A | #N/A | #N/A | #N/A | #N/A | #N/A | #N/A | #N/A | #N/A | #N/A | #N/A | #N/A | #N/A | #N/A | #N/A | #N/A | #N/A | #N/A | #N/A | #N/A | #N/A | #N/A | #N/A | #N/A | #N/A | #N/A | #N/A | #N/A | #N/A | #N/A | #N/A | #N/A | #N/A | #N/A | #N/A | #N/A | #N/A | #N/A | #N/A | #N/A | #N/A | #N/A | #N/A | #N/A | #N/A | #N/A | #N/A | #N/A | #N/A | #N/A | #N/A | #N/A | #N/A | #N/A | #N/A | 0.89 | 0.89 | 0.88 | 0.88 | 0.87 | 0.87 | 0.87 | 0.86 | 0.86 | 0.86 | 0.85 | 0.85 | 0.85 | 0.85 | 0.84 | 0.84 | 0.84 | 0.83 | 0.83 | 0.83 | 0.82 | 0.82 | 0.82 | 0.82 | 0.81 | 0.81 | 0.81 | 0.8 | 0.8 | 0.8 | 0.8 | 0.79 | 0.79 | 0.79 | 0.79 | 0.78 | 0.78 | 0.78 | 0.78 | 0.77 | 0.77 | 0.77 | 0.77 | 0.76 | 0.76 | 0.76 | 0.76 | 0.75 | 0.75 | 0.75 | 0.75 | #N/A | #N/A | #N/A | #N/A | #N/A | #N/A | #N/A | #N/A | #N/A | #N/A
[12 empty] | -90 | #N/A | #N/A | #N/A | #N/A | #N/A | #N/A | #N/A | #N/A | #N/A |  |  | -90 | #N/A | #N/A | #N/A | #N/A | #N/A | #N/A | 62365.91 | #N/A | #N/A |  | R134a | 16 | 136 | #N/A | #N/A | #N/A | #N/A | #N/A | #N/A | #N/A | #N/A | #N/A | #N/A | #N/A | #N/A | #N/A | #N/A | #N/A | #N/A | #N/A | #N/A | #N/A | #N/A | #N/A | #N/A | #N/A | #N/A | #N/A | #N/A | #N/A | #N/A | #N/A | #N/A | #N/A | #N/A | #N/A | #N/A | #N/A | #N/A | #N/A | #N/A | #N/A | #N/A | #N/A | #N/A | #N/A | #N/A | #N/A | #N/A | #N/A | #N/A | #N/A | #N/A | #N/A | #N/A | #N/A | #N/A | #N/A | #N/A | #N/A | #N/A | #N/A | #N/A | #N/A | #N/A | #N/A | #N/A | #N/A | #N/A | #N/A | #N/A | #N/A | #N/A | 0.9 | 0.89 | 0.89 | 0.89 | 0.88 | 0.88 | 0.88 | 0.87 | 0.87 | 0.87 | 0.86 | 0.86 | 0.86 | 0.85 | 0.85 | 0.85 | 0.84 | 0.84 | 0.84 | 0.83 | 0.83 | 0.83 | 0.83 | 0.82 | 0.82 | 0.82 | 0.81 | 0.81 | 0.81 | 0.81 | 0.8 | 0.8 | 0.8 | 0.8 | 0.79 | 0.79 | 0.79 | 0.78 | 0.78 | 0.78 | 0.78 | 0.78 | 0.77 | 0.77 | 0.77 | 0.77 | 0.76 | 0.76 | 0.76 | 0.76 | 0.75 | #N/A | #N/A | #N/A | #N/A | #N/A | #N/A | #N/A | #N/A | #N/A | #N/A
[12 empty] | -89 | #N/A | #N/A | #N/A | #N/A | #N/A | #N/A | #N/A | #N/A | #N/A |  |  | -89 | #N/A | #N/A | #N/A | #N/A | #N/A | #N/A | 66458.62 | #N/A | #N/A |  | R134a | 17 | 137 | #N/A | #N/A | #N/A | #N/A | #N/A | #N/A | #N/A | #N/A | #N/A | #N/A | #N/A | #N/A | #N/A | #N/A | #N/A | #N/A | #N/A | #N/A | #N/A | #N/A | #N/A | #N/A | #N/A | #N/A | #N/A | #N/A | #N/A | #N/A | #N/A | #N/A | #N/A | #N/A | #N/A | #N/A | #N/A | #N/A | #N/A | #N/A | #N/A | #N/A | #N/A | #N/A | #N/A | #N/A | #N/A | #N/A | #N/A | #N/A | #N/A | #N/A | #N/A | #N/A | #N/A | #N/A | #N/A | #N/A | #N/A | #N/A | #N/A | #N/A | #N/A | #N/A | #N/A | #N/A | #N/A | #N/A | #N/A | #N/A | #N/A | #N/A | 0.91 | 0.9 | 0.9 | 0.9 | 0.89 | 0.89 | 0.89 | 0.88 | 0.88 | 0.88 | 0.87 | 0.87 | 0.87 | 0.86 | 0.86 | 0.86 | 0.85 | 0.85 | 0.85 | 0.84 | 0.84 | 0.84 | 0.83 | 0.83 | 0.83 | 0.83 | 0.82 | 0.82 | 0.82 | 0.81 | 0.81 | 0.81 | 0.81 | 0.8 | 0.8 | 0.8 | 0.79 | 0.79 | 0.79 | 0.79 | 0.78 | 0.78 | 0.78 | 0.78 | 0.77 | 0.77 | 0.77 | 0.77 | 0.77 | 0.76 | 0.76 | #N/A | #N/A | #N/A | #N/A | #N/A | #N/A | #N/A | #N/A | #N/A | #N/A
[12 empty] | -88 | #N/A | #N/A | #N/A | #N/A | #N/A | #N/A | #N/A | #N/A | #N/A |  |  | -88 | #N/A | #N/A | #N/A | #N/A | #N/A | #N/A | 70765.11 | #N/A | #N/A |  | R134a | 18 | 138 | #N/A | #N/A | #N/A | #N/A | #N/A | #N/A | #N/A | #N/A | #N/A | #N/A | #N/A | #N/A | #N/A | #N/A | #N/A | #N/A | #N/A | #N/A | #N/A | #N/A | #N/A | #N/A | #N/A | #N/A | #N/A | #N/A | #N/A | #N/A | #N/A | #N/A | #N/A | #N/A | #N/A | #N/A | #N/A | #N/A | #N/A | #N/A | #N/A | #N/A | #N/A | #N/A | #N/A | #N/A | #N/A | #N/A | #N/A | #N/A | #N/A | #N/A | #N/A | #N/A | #N/A | #N/A | #N/A | #N/A | #N/A | #N/A | #N/A | #N/A | #N/A | #N/A | #N/A | #N/A | #N/A | #N/A | #N/A | #N/A | #N/A | #N/A | 0.92 | 0.91 | 0.91 | 0.91 | 0.9 | 0.9 | 0.89 | 0.89 | 0.89 | 0.88 | 0.88 | 0.88 | 0.87 | 0.87 | 0.87 | 0.86 | 0.86 | 0.86 | 0.85 | 0.85 | 0.85 | 0.85 | 0.84 | 0.84 | 0.84 | 0.83 | 0.83 | 0.83 | 0.82 | 0.82 | 0.82 | 0.82 | 0.81 | 0.81 | 0.81 | 0.81 | 0.8 | 0.8 | 0.8 | 0.79 | 0.79 | 0.79 | 0.79 | 0.78 | 0.78 | 0.78 | 0.78 | 0.78 | 0.77 | 0.77 | 0.77 | #N/A | #N/A | #N/A | #N/A | #N/A | #N/A | #N/A | #N/A | #N/A | #N/A
[12 empty] | -87 | #N/A | #N/A | #N/A | #N/A | #N/A | #N/A | #N/A | #N/A | #N/A |  |  | -87 | #N/A | #N/A | #N/A | #N/A | #N/A | #N/A | 75293.34 | #N/A | #N/A |  | R134a | 19 | 139 | #N/A | #N/A | #N/A | #N/A | #N/A | #N/A | #N/A | #N/A | #N/A | #N/A | #N/A | #N/A | #N/A | #N/A | #N/A | #N/A | #N/A | #N/A | #N/A | #N/A | #N/A | #N/A | #N/A | #N/A | #N/A | #N/A | #N/A | #N/A | #N/A | #N/A | #N/A | #N/A | #N/A | #N/A | #N/A | #N/A | #N/A | #N/A | #N/A | #N/A | #N/A | #N/A | #N/A | #N/A | #N/A | #N/A | #N/A | #N/A | #N/A | #N/A | #N/A | #N/A | #N/A | #N/A | #N/A | #N/A | #N/A | #N/A | #N/A | #N/A | #N/A | #N/A | #N/A | #N/A | #N/A | #N/A | #N/A | #N/A | #N/A | #N/A | 0.93 | 0.92 | 0.92 | 0.92 | 0.91 | 0.91 | 0.9 | 0.9 | 0.9 | 0.89 | 0.89 | 0.89 | 0.88 | 0.88 | 0.88 | 0.87 | 0.87 | 0.87 | 0.86 | 0.86 | 0.86 | 0.85 | 0.85 | 0.85 | 0.84 | 0.84 | 0.84 | 0.84 | 0.83 | 0.83 | 0.83 | 0.82 | 0.82 | 0.82 | 0.82 | 0.81 | 0.81 | 0.81 | 0.8 | 0.8 | 0.8 | 0.8 | 0.79 | 0.79 | 0.79 | 0.79 | 0.78 | 0.78 | 0.78 | 0.78 | 0.78 | #N/A | #N/A | #N/A | #N/A | #N/A | #N/A | #N/A | #N/A | #N/A | #N/A
[12 empty] | -86 | #N/A | #N/A | #N/A | #N/A | #N/A | #N/A | #N/A | #N/A | #N/A |  |  | -86 | #N/A | #N/A | #N/A | #N/A | #N/A | #N/A | 80051.39 | #N/A | #N/A |  | R134a | 20 | 140 | #N/A | #N/A | #N/A | #N/A | #N/A | #N/A | #N/A | #N/A | #N/A | #N/A | #N/A | #N/A | #N/A | #N/A | #N/A | #N/A | #N/A | #N/A | #N/A | #N/A | #N/A | #N/A | #N/A | #N/A | #N/A | #N/A | #N/A | #N/A | #N/A | #N/A | #N/A | #N/A | #N/A | #N/A | #N/A | #N/A | #N/A | #N/A | #N/A | #N/A | #N/A | #N/A | #N/A | #N/A | #N/A | #N/A | #N/A | #N/A | #N/A | #N/A | #N/A | #N/A | #N/A | #N/A | #N/A | #N/A | #N/A | #N/A | #N/A | #N/A | #N/A | #N/A | #N/A | #N/A | #N/A | #N/A | #N/A | #N/A | #N/A | #N/A | 0.94 | 0.93 | 0.93 | 0.93 | 0.92 | 0.92 | 0.91 | 0.91 | 0.91 | 0.9 | 0.9 | 0.9 | 0.89 | 0.89 | 0.89 | 0.88 | 0.88 | 0.88 | 0.87 | 0.87 | 0.87 | 0.86 | 0.86 | 0.86 | 0.85 | 0.85 | 0.85 | 0.84 | 0.84 | 0.84 | 0.83 | 0.83 | 0.83 | 0.83 | 0.82 | 0.82 | 0.82 | 0.82 | 0.81 | 0.81 | 0.81 | 0.8 | 0.8 | 0.8 | 0.8 | 0.79 | 0.79 | 0.79 | 0.79 | 0.78 | 0.78 | #N/A | #N/A | #N/A | #N/A | #N/A | #N/A | #N/A | #N/A | #N/A | #N/A
[12 empty] | -85 | #N/A | #N/A | #N/A | #N/A | #N/A | #N/A | #N/A | #N/A | #N/A |  |  | -85 | #N/A | #N/A | #N/A | #N/A | #N/A | #N/A | 85047.49 | #N/A | #N/A |  | R134a | 21 | 141 | #N/A | #N/A | #N/A | #N/A | #N/A | #N/A | #N/A | #N/A | #N/A | #N/A | #N/A | #N/A | #N/A | #N/A | #N/A | #N/A | #N/A | #N/A | #N/A | #N/A | #N/A | #N/A | #N/A | #N/A | #N/A | #N/A | #N/A | #N/A | #N/A | #N/A | #N/A | #N/A | #N/A | #N/A | #N/A | #N/A | #N/A | #N/A | #N/A | #N/A | #N/A | #N/A | #N/A | #N/A | #N/A | #N/A | #N/A | #N/A | #N/A | #N/A | #N/A | #N/A | #N/A | #N/A | #N/A | #N/A | #N/A | #N/A | #N/A | #N/A | #N/A | #N/A | #N/A | #N/A | #N/A | #N/A | #N/A | #N/A | #N/A | #N/A | 0.95 | 0.94 | 0.94 | 0.94 | 0.93 | 0.93 | 0.92 | 0.92 | 0.92 | 0.91 | 0.91 | 0.91 | 0.9 | 0.9 | 0.89 | 0.89 | 0.89 | 0.88 | 0.88 | 0.88 | 0.87 | 0.87 | 0.87 | 0.86 | 0.86 | 0.86 | 0.86 | 0.85 | 0.85 | 0.85 | 0.84 | 0.84 | 0.84 | 0.83 | 0.83 | 0.83 | 0.83 | 0.82 | 0.82 | 0.82 | 0.82 | 0.81 | 0.81 | 0.81 | 0.8 | 0.8 | 0.8 | 0.8 | 0.79 | 0.79 | 0.79 | #N/A | #N/A | #N/A | #N/A | #N/A | #N/A | #N/A | #N/A | #N/A | #N/A
[12 empty] | -84 | #N/A | #N/A | #N/A | #N/A | #N/A | #N/A | #N/A | #N/A | #N/A |  |  | -84 | #N/A | #N/A | #N/A | #N/A | #N/A | #N/A | 90290 | #N/A | #N/A |  | R134a | 22 | 142 | #N/A | #N/A | #N/A | #N/A | #N/A | #N/A | #N/A | #N/A | #N/A | #N/A | #N/A | #N/A | #N/A | #N/A | #N/A | #N/A | #N/A | #N/A | #N/A | #N/A | #N/A | #N/A | #N/A | #N/A | #N/A | #N/A | #N/A | #N/A | #N/A | #N/A | #N/A | #N/A | #N/A | #N/A | #N/A | #N/A | #N/A | #N/A | #N/A | #N/A | #N/A | #N/A | #N/A | #N/A | #N/A | #N/A | #N/A | #N/A | #N/A | #N/A | #N/A | #N/A | #N/A | #N/A | #N/A | #N/A | #N/A | #N/A | #N/A | #N/A | #N/A | #N/A | #N/A | #N/A | #N/A | #N/A | #N/A | #N/A | #N/A | #N/A | 0.96 | 0.95 | 0.95 | 0.95 | 0.94 | 0.94 | 0.93 | 0.93 | 0.93 | 0.92 | 0.92 | 0.92 | 0.91 | 0.91 | 0.9 | 0.9 | 0.9 | 0.89 | 0.89 | 0.89 | 0.88 | 0.88 | 0.88 | 0.87 | 0.87 | 0.87 | 0.86 | 0.86 | 0.86 | 0.85 | 0.85 | 0.85 | 0.85 | 0.84 | 0.84 | 0.84 | 0.83 | 0.83 | 0.83 | 0.83 | 0.82 | 0.82 | 0.82 | 0.81 | 0.81 | 0.81 | 0.81 | 0.8 | 0.8 | 0.8 | 0.8 | #N/A | #N/A | #N/A | #N/A | #N/A | #N/A | #N/A | #N/A | #N/A | #N/A
[12 empty] | -83 | #N/A | #N/A | #N/A | #N/A | #N/A | #N/A | #N/A | #N/A | #N/A |  |  | -83 | #N/A | #N/A | #N/A | #N/A | #N/A | #N/A | 95787.43 | #N/A | #N/A |  | R134a | 23 | 143 | #N/A | #N/A | #N/A | #N/A | #N/A | #N/A | #N/A | #N/A | #N/A | #N/A | #N/A | #N/A | #N/A | #N/A | #N/A | #N/A | #N/A | #N/A | #N/A | #N/A | #N/A | #N/A | #N/A | #N/A | #N/A | #N/A | #N/A | #N/A | #N/A | #N/A | #N/A | #N/A | #N/A | #N/A | #N/A | #N/A | #N/A | #N/A | #N/A | #N/A | #N/A | #N/A | #N/A | #N/A | #N/A | #N/A | #N/A | #N/A | #N/A | #N/A | #N/A | #N/A | #N/A | #N/A | #N/A | #N/A | #N/A | #N/A | #N/A | #N/A | #N/A | #N/A | #N/A | #N/A | #N/A | #N/A | #N/A | #N/A | #N/A | #N/A | 0.97 | 0.96 | 0.96 | 0.96 | 0.95 | 0.95 | 0.94 | 0.94 | 0.94 | 0.93 | 0.93 | 0.92 | 0.92 | 0.92 | 0.91 | 0.91 | 0.91 | 0.9 | 0.9 | 0.9 | 0.89 | 0.89 | 0.89 | 0.88 | 0.88 | 0.88 | 0.87 | 0.87 | 0.87 | 0.86 | 0.86 | 0.86 | 0.85 | 0.85 | 0.85 | 0.85 | 0.84 | 0.84 | 0.84 | 0.83 | 0.83 | 0.83 | 0.83 | 0.82 | 0.82 | 0.82 | 0.82 | 0.81 | 0.81 | 0.81 | 0.81 | #N/A | #N/A | #N/A | #N/A | #N/A | #N/A | #N/A | #N/A | #N/A | #N/A
[12 empty] | -82 | #N/A | #N/A | #N/A | #N/A | #N/A | #N/A | #N/A | #N/A | #N/A |  |  | -82 | #N/A | #N/A | #N/A | #N/A | #N/A | #N/A | 101548.42 | #N/A | #N/A |  | R134a | 24 | 144 | #N/A | #N/A | #N/A | #N/A | #N/A | #N/A | #N/A | #N/A | #N/A | #N/A | #N/A | #N/A | #N/A | #N/A | #N/A | #N/A | #N/A | #N/A | #N/A | #N/A | #N/A | #N/A | #N/A | #N/A | #N/A | #N/A | #N/A | #N/A | #N/A | #N/A | #N/A | #N/A | #N/A | #N/A | #N/A | #N/A | #N/A | #N/A | #N/A | #N/A | #N/A | #N/A | #N/A | #N/A | #N/A | #N/A | #N/A | #N/A | #N/A | #N/A | #N/A | #N/A | #N/A | #N/A | #N/A | #N/A | #N/A | #N/A | #N/A | #N/A | #N/A | #N/A | #N/A | #N/A | #N/A | #N/A | #N/A | #N/A | #N/A | #N/A | 0.98 | 0.98 | 0.97 | 0.97 | 0.96 | 0.96 | 0.95 | 0.95 | 0.95 | 0.94 | 0.94 | 0.94 | 0.93 | 0.93 | 0.92 | 0.92 | 0.92 | 0.91 | 0.91 | 0.91 | 0.9 | 0.9 | 0.9 | 0.89 | 0.89 | 0.89 | 0.88 | 0.88 | 0.88 | 0.87 | 0.87 | 0.87 | 0.86 | 0.86 | 0.86 | 0.85 | 0.85 | 0.85 | 0.85 | 0.84 | 0.84 | 0.84 | 0.83 | 0.83 | 0.83 | 0.83 | 0.82 | 0.82 | 0.82 | 0.82 | 0.81 | #N/A | #N/A | #N/A | #N/A | #N/A | #N/A | #N/A | #N/A | #N/A | #N/A
[12 empty] | -81 | #N/A | #N/A | #N/A | #N/A | #N/A | #N/A | #N/A | #N/A | #N/A |  |  | -81 | #N/A | #N/A | #N/A | #N/A | #N/A | #N/A | 107581.73 | #N/A | #N/A |  | R134a | 25 | 145 | #N/A | #N/A | #N/A | #N/A | #N/A | #N/A | #N/A | #N/A | #N/A | #N/A | #N/A | #N/A | #N/A | #N/A | #N/A | #N/A | #N/A | #N/A | #N/A | #N/A | #N/A | #N/A | #N/A | #N/A | #N/A | #N/A | #N/A | #N/A | #N/A | #N/A | #N/A | #N/A | #N/A | #N/A | #N/A | #N/A | #N/A | #N/A | #N/A | #N/A | #N/A | #N/A | #N/A | #N/A | #N/A | #N/A | #N/A | #N/A | #N/A | #N/A | #N/A | #N/A | #N/A | #N/A | #N/A | #N/A | #N/A | #N/A | #N/A | #N/A | #N/A | #N/A | #N/A | #N/A | #N/A | #N/A | #N/A | #N/A | #N/A | #N/A | 0.99 | 0.99 | 0.98 | 0.98 | 0.97 | 0.97 | 0.97 | 0.96 | 0.96 | 0.95 | 0.95 | 0.95 | 0.94 | 0.94 | 0.93 | 0.93 | 0.93 | 0.92 | 0.92 | 0.92 | 0.91 | 0.91 | 0.9 | 0.9 | 0.9 | 0.89 | 0.89 | 0.89 | 0.88 | 0.88 | 0.88 | 0.88 | 0.87 | 0.87 | 0.87 | 0.86 | 0.86 | 0.86 | 0.85 | 0.85 | 0.85 | 0.85 | 0.84 | 0.84 | 0.84 | 0.83 | 0.83 | 0.83 | 0.83 | 0.82 | 0.82 | #N/A | #N/A | #N/A | #N/A | #N/A | #N/A | #N/A | #N/A | #N/A | #N/A
[12 empty] | -80 | #N/A | #N/A | #N/A | #N/A | #N/A | #N/A | #N/A | #N/A | #N/A |  |  | -80 | #N/A | #N/A | #N/A | #N/A | #N/A | #N/A | 113896.26 | #N/A | #N/A |  | R134a | 26 | 146 | #N/A | #N/A | #N/A | #N/A | #N/A | #N/A | #N/A | #N/A | #N/A | #N/A | #N/A | #N/A | #N/A | #N/A | #N/A | #N/A | #N/A | #N/A | #N/A | #N/A | #N/A | #N/A | #N/A | #N/A | #N/A | #N/A | #N/A | #N/A | #N/A | #N/A | #N/A | #N/A | #N/A | #N/A | #N/A | #N/A | #N/A | #N/A | #N/A | #N/A | #N/A | #N/A | #N/A | #N/A | #N/A | #N/A | #N/A | #N/A | #N/A | #N/A | #N/A | #N/A | #N/A | #N/A | #N/A | #N/A | #N/A | #N/A | #N/A | #N/A | #N/A | #N/A | #N/A | #N/A | #N/A | #N/A | #N/A | #N/A | #N/A | #N/A | 1 | 1 | 0.99 | 0.99 | 0.98 | 0.98 | 0.98 | 0.97 | 0.97 | 0.96 | 0.96 | 0.96 | 0.95 | 0.95 | 0.94 | 0.94 | 0.94 | 0.93 | 0.93 | 0.93 | 0.92 | 0.92 | 0.91 | 0.91 | 0.91 | 0.9 | 0.9 | 0.9 | 0.89 | 0.89 | 0.89 | 0.88 | 0.88 | 0.88 | 0.87 | 0.87 | 0.87 | 0.87 | 0.86 | 0.86 | 0.86 | 0.85 | 0.85 | 0.85 | 0.85 | 0.84 | 0.84 | 0.84 | 0.83 | 0.83 | 0.83 | #N/A | #N/A | #N/A | #N/A | #N/A | #N/A | #N/A | #N/A | #N/A | #N/A
[12 empty] | -79 | #N/A | #N/A | #N/A | #N/A | #N/A | #N/A | #N/A | #N/A | #N/A |  |  | -79 | #N/A | #N/A | #N/A | #N/A | #N/A | #N/A | 120501.04 | #N/A | #N/A |  | R134a | 27 | 147 | #N/A | #N/A | #N/A | #N/A | #N/A | #N/A | #N/A | #N/A | #N/A | #N/A | #N/A | #N/A | #N/A | #N/A | #N/A | #N/A | #N/A | #N/A | #N/A | #N/A | #N/A | #N/A | #N/A | #N/A | #N/A | #N/A | #N/A | #N/A | #N/A | #N/A | #N/A | #N/A | #N/A | #N/A | #N/A | #N/A | #N/A | #N/A | #N/A | #N/A | #N/A | #N/A | #N/A | #N/A | #N/A | #N/A | #N/A | #N/A | #N/A | #N/A | #N/A | #N/A | #N/A | #N/A | #N/A | #N/A | #N/A | #N/A | #N/A | #N/A | #N/A | #N/A | #N/A | #N/A | #N/A | #N/A | #N/A | #N/A | #N/A | #N/A | 1.01 | 1.01 | 1.01 | 1 | 1 | 0.99 | 0.99 | 0.98 | 0.98 | 0.98 | 0.97 | 0.97 | 0.96 | 0.96 | 0.95 | 0.95 | 0.95 | 0.94 | 0.94 | 0.94 | 0.93 | 0.93 | 0.92 | 0.92 | 0.92 | 0.91 | 0.91 | 0.91 | 0.9 | 0.9 | 0.9 | 0.89 | 0.89 | 0.89 | 0.88 | 0.88 | 0.88 | 0.87 | 0.87 | 0.87 | 0.87 | 0.86 | 0.86 | 0.86 | 0.85 | 0.85 | 0.85 | 0.85 | 0.84 | 0.84 | 0.84 | #N/A | #N/A | #N/A | #N/A | #N/A | #N/A | #N/A | #N/A | #N/A | #N/A
[12 empty] | -78 | #N/A | #N/A | #N/A | #N/A | #N/A | #N/A | #N/A | #N/A | #N/A |  |  | -78 | #N/A | #N/A | #N/A | #N/A | #N/A | #N/A | 127405.21 | #N/A | #N/A |  | R134a | 28 | 148 | #N/A | #N/A | #N/A | #N/A | #N/A | #N/A | #N/A | #N/A | #N/A | #N/A | #N/A | #N/A | #N/A | #N/A | #N/A | #N/A | #N/A | #N/A | #N/A | #N/A | #N/A | #N/A | #N/A | #N/A | #N/A | #N/A | #N/A | #N/A | #N/A | #N/A | #N/A | #N/A | #N/A | #N/A | #N/A | #N/A | #N/A | #N/A | #N/A | #N/A | #N/A | #N/A | #N/A | #N/A | #N/A | #N/A | #N/A | #N/A | #N/A | #N/A | #N/A | #N/A | #N/A | #N/A | #N/A | #N/A | #N/A | #N/A | #N/A | #N/A | #N/A | #N/A | #N/A | #N/A | #N/A | #N/A | #N/A | #N/A | #N/A | #N/A | 1.03 | 1.02 | 1.02 | 1.01 | 1.01 | 1 | 1 | 0.99 | 0.99 | 0.99 | 0.98 | 0.98 | 0.97 | 0.97 | 0.97 | 0.96 | 0.96 | 0.95 | 0.95 | 0.95 | 0.94 | 0.94 | 0.93 | 0.93 | 0.93 | 0.92 | 0.92 | 0.92 | 0.91 | 0.91 | 0.91 | 0.9 | 0.9 | 0.9 | 0.89 | 0.89 | 0.89 | 0.88 | 0.88 | 0.88 | 0.87 | 0.87 | 0.87 | 0.87 | 0.86 | 0.86 | 0.86 | 0.85 | 0.85 | 0.85 | 0.85 | #N/A | #N/A | #N/A | #N/A | #N/A | #N/A | #N/A | #N/A | #N/A | #N/A
[12 empty] | -77 | #N/A | #N/A | #N/A | #N/A | #N/A | #N/A | #N/A | #N/A | #N/A |  |  | -77 | #N/A | #N/A | #N/A | #N/A | #N/A | #N/A | 134618.03 | #N/A | #N/A |  | R134a | 29 | 149 | #N/A | #N/A | #N/A | #N/A | #N/A | #N/A | #N/A | #N/A | #N/A | #N/A | #N/A | #N/A | #N/A | #N/A | #N/A | #N/A | #N/A | #N/A | #N/A | #N/A | #N/A | #N/A | #N/A | #N/A | #N/A | #N/A | #N/A | #N/A | #N/A | #N/A | #N/A | #N/A | #N/A | #N/A | #N/A | #N/A | #N/A | #N/A | #N/A | #N/A | #N/A | #N/A | #N/A | #N/A | #N/A | #N/A | #N/A | #N/A | #N/A | #N/A | #N/A | #N/A | #N/A | #N/A | #N/A | #N/A | #N/A | #N/A | #N/A | #N/A | #N/A | #N/A | #N/A | #N/A | #N/A | #N/A | #N/A | #N/A | #N/A | #N/A | 1.04 | 1.03 | 1.03 | 1.02 | 1.02 | 1.02 | 1.01 | 1.01 | 1 | 1 | 0.99 | 0.99 | 0.99 | 0.98 | 0.98 | 0.97 | 0.97 | 0.96 | 0.96 | 0.96 | 0.95 | 0.95 | 0.95 | 0.94 | 0.94 | 0.93 | 0.93 | 0.93 | 0.92 | 0.92 | 0.92 | 0.91 | 0.91 | 0.91 | 0.9 | 0.9 | 0.9 | 0.89 | 0.89 | 0.89 | 0.88 | 0.88 | 0.88 | 0.87 | 0.87 | 0.87 | 0.87 | 0.86 | 0.86 | 0.86 | 0.85 | #N/A | #N/A | #N/A | #N/A | #N/A | #N/A | #N/A | #N/A | #N/A | #N/A
[12 empty] | -76 | #N/A | #N/A | #N/A | #N/A | #N/A | #N/A | #N/A | #N/A | #N/A |  |  | -76 | #N/A | #N/A | #N/A | #N/A | #N/A | #N/A | 142148.9 | #N/A | #N/A |  | R134a | 30 | 150 | #N/A | #N/A | #N/A | #N/A | #N/A | #N/A | #N/A | #N/A | #N/A | #N/A | #N/A | #N/A | #N/A | #N/A | #N/A | #N/A | #N/A | #N/A | #N/A | #N/A | #N/A | #N/A | #N/A | #N/A | #N/A | #N/A | #N/A | #N/A | #N/A | #N/A | #N/A | #N/A | #N/A | #N/A | #N/A | #N/A | #N/A | #N/A | #N/A | #N/A | #N/A | #N/A | #N/A | #N/A | #N/A | #N/A | #N/A | #N/A | #N/A | #N/A | #N/A | #N/A | #N/A | #N/A | #N/A | #N/A | #N/A | #N/A | #N/A | #N/A | #N/A | #N/A | #N/A | #N/A | #N/A | #N/A | #N/A | #N/A | #N/A | #N/A | 1.05 | 1.05 | 1.04 | 1.04 | 1.03 | 1.03 | 1.02 | 1.02 | 1.01 | 1.01 | 1.01 | 1 | 1 | 0.99 | 0.99 | 0.98 | 0.98 | 0.98 | 0.97 | 0.97 | 0.96 | 0.96 | 0.96 | 0.95 | 0.95 | 0.94 | 0.94 | 0.94 | 0.93 | 0.93 | 0.93 | 0.92 | 0.92 | 0.92 | 0.91 | 0.91 | 0.91 | 0.9 | 0.9 | 0.9 | 0.89 | 0.89 | 0.89 | 0.88 | 0.88 | 0.88 | 0.87 | 0.87 | 0.87 | 0.87 | 0.86 | #N/A | #N/A | #N/A | #N/A | #N/A | #N/A | #N/A | #N/A | #N/A | #N/A
[12 empty] | -75 | #N/A | #N/A | #N/A | #N/A | #N/A | #N/A | #N/A | #N/A | #N/A |  |  | -75 | #N/A | #N/A | #N/A | 19339.06 | 21224.77 | #N/A | 150007.3 | #N/A | #N/A |  | R134a | 31 | 151 | #N/A | #N/A | #N/A | #N/A | #N/A | #N/A | #N/A | #N/A | #N/A | #N/A | #N/A | #N/A | #N/A | #N/A | #N/A | #N/A | #N/A | #N/A | #N/A | #N/A | #N/A | #N/A | #N/A | #N/A | #N/A | #N/A | #N/A | #N/A | #N/A | #N/A | #N/A | #N/A | #N/A | #N/A | #N/A | #N/A | #N/A | #N/A | #N/A | #N/A | #N/A | #N/A | #N/A | #N/A | #N/A | #N/A | #N/A | #N/A | #N/A | #N/A | #N/A | #N/A | #N/A | #N/A | #N/A | #N/A | #N/A | #N/A | #N/A | #N/A | #N/A | #N/A | #N/A | #N/A | #N/A | #N/A | #N/A | #N/A | #N/A | #N/A | 1.06 | 1.06 | 1.05 | 1.05 | 1.05 | 1.04 | 1.04 | 1.03 | 1.03 | 1.02 | 1.02 | 1.01 | 1.01 | 1 | 1 | 1 | 0.99 | 0.99 | 0.98 | 0.98 | 0.97 | 0.97 | 0.97 | 0.96 | 0.96 | 0.96 | 0.95 | 0.95 | 0.94 | 0.94 | 0.94 | 0.93 | 0.93 | 0.93 | 0.92 | 0.92 | 0.92 | 0.91 | 0.91 | 0.91 | 0.9 | 0.9 | 0.9 | 0.89 | 0.89 | 0.89 | 0.88 | 0.88 | 0.88 | 0.88 | 0.87 | #N/A | #N/A | #N/A | #N/A | #N/A | #N/A | #N/A | #N/A | #N/A | #N/A
[12 empty] | -74 | #N/A | #N/A | #N/A | #N/A | #N/A | #N/A | #N/A | #N/A | #N/A |  |  | -74 | #N/A | #N/A | #N/A | 20666.67 | 22653.27 | #N/A | 158202.84 | #N/A | #N/A |  | R134a | 32 | 152 | #N/A | #N/A | #N/A | #N/A | #N/A | #N/A | #N/A | #N/A | #N/A | #N/A | #N/A | #N/A | #N/A | #N/A | #N/A | #N/A | #N/A | #N/A | #N/A | #N/A | #N/A | #N/A | #N/A | #N/A | #N/A | #N/A | #N/A | #N/A | #N/A | #N/A | #N/A | #N/A | #N/A | #N/A | #N/A | #N/A | #N/A | #N/A | #N/A | #N/A | #N/A | #N/A | #N/A | #N/A | #N/A | #N/A | #N/A | #N/A | #N/A | #N/A | #N/A | #N/A | #N/A | #N/A | #N/A | #N/A | #N/A | #N/A | #N/A | #N/A | #N/A | #N/A | #N/A | #N/A | #N/A | #N/A | #N/A | #N/A | #N/A | #N/A | 1.08 | 1.07 | 1.07 | 1.06 | 1.06 | 1.05 | 1.05 | 1.04 | 1.04 | 1.03 | 1.03 | 1.03 | 1.02 | 1.02 | 1.01 | 1.01 | 1 | 1 | 0.99 | 0.99 | 0.99 | 0.98 | 0.98 | 0.97 | 0.97 | 0.97 | 0.96 | 0.96 | 0.95 | 0.95 | 0.95 | 0.94 | 0.94 | 0.94 | 0.93 | 0.93 | 0.93 | 0.92 | 0.92 | 0.92 | 0.91 | 0.91 | 0.91 | 0.9 | 0.9 | 0.9 | 0.89 | 0.89 | 0.89 | 0.88 | 0.88 | #N/A | #N/A | #N/A | #N/A | #N/A | #N/A | #N/A | #N/A | #N/A | #N/A
[12 empty] | -73 | #N/A | #N/A | #N/A | #N/A | #N/A | #N/A | #N/A | #N/A | #N/A |  |  | -73 | #N/A | #N/A | #N/A | 22067.64 | 24158.8 | #N/A | 166745.24 | #N/A | #N/A |  | R134a | 33 | 153 | #N/A | #N/A | #N/A | #N/A | #N/A | #N/A | #N/A | #N/A | #N/A | #N/A | #N/A | #N/A | #N/A | #N/A | #N/A | #N/A | #N/A | #N/A | #N/A | #N/A | #N/A | #N/A | #N/A | #N/A | #N/A | #N/A | #N/A | #N/A | #N/A | #N/A | #N/A | #N/A | #N/A | #N/A | #N/A | #N/A | #N/A | #N/A | #N/A | #N/A | #N/A | #N/A | #N/A | #N/A | #N/A | #N/A | #N/A | #N/A | #N/A | #N/A | #N/A | #N/A | #N/A | #N/A | #N/A | #N/A | #N/A | #N/A | #N/A | #N/A | #N/A | #N/A | #N/A | #N/A | #N/A | #N/A | #N/A | #N/A | #N/A | #N/A | 1.09 | 1.09 | 1.08 | 1.08 | 1.07 | 1.07 | 1.06 | 1.06 | 1.05 | 1.05 | 1.04 | 1.04 | 1.03 | 1.03 | 1.02 | 1.02 | 1.02 | 1.01 | 1.01 | 1 | 1 | 0.99 | 0.99 | 0.99 | 0.98 | 0.98 | 0.97 | 0.97 | 0.97 | 0.96 | 0.96 | 0.95 | 0.95 | 0.95 | 0.94 | 0.94 | 0.94 | 0.93 | 0.93 | 0.93 | 0.92 | 0.92 | 0.92 | 0.91 | 0.91 | 0.91 | 0.9 | 0.9 | 0.9 | 0.89 | 0.89 | #N/A | #N/A | #N/A | #N/A | #N/A | #N/A | #N/A | #N/A | #N/A | #N/A
[12 empty] | -72 | #N/A | #N/A | #N/A | #N/A | #N/A | #N/A | #N/A | #N/A | #N/A |  |  | -72 | #N/A | #N/A | #N/A | 23544.96 | 25744.42 | #N/A | 175644.31 | #N/A | #N/A |  | R134a | 34 | 154 | #N/A | #N/A | #N/A | #N/A | #N/A | #N/A | #N/A | #N/A | #N/A | #N/A | #N/A | #N/A | #N/A | #N/A | #N/A | #N/A | #N/A | #N/A | #N/A | #N/A | #N/A | #N/A | #N/A | #N/A | #N/A | #N/A | #N/A | #N/A | #N/A | #N/A | #N/A | #N/A | #N/A | #N/A | #N/A | #N/A | #N/A | #N/A | #N/A | #N/A | #N/A | #N/A | #N/A | #N/A | #N/A | #N/A | #N/A | #N/A | #N/A | #N/A | #N/A | #N/A | #N/A | #N/A | #N/A | #N/A | #N/A | #N/A | #N/A | #N/A | #N/A | #N/A | #N/A | #N/A | #N/A | #N/A | #N/A | #N/A | #N/A | #N/A | 1.11 | 1.1 | 1.1 | 1.09 | 1.09 | 1.08 | 1.07 | 1.07 | 1.07 | 1.06 | 1.06 | 1.05 | 1.05 | 1.04 | 1.04 | 1.03 | 1.03 | 1.02 | 1.02 | 1.01 | 1.01 | 1.01 | 1 | 1 | 0.99 | 0.99 | 0.98 | 0.98 | 0.98 | 0.97 | 0.97 | 0.97 | 0.96 | 0.96 | 0.95 | 0.95 | 0.95 | 0.94 | 0.94 | 0.94 | 0.93 | 0.93 | 0.93 | 0.92 | 0.92 | 0.92 | 0.91 | 0.91 | 0.91 | 0.9 | 0.9 | #N/A | #N/A | #N/A | #N/A | #N/A | #N/A | #N/A | #N/A | #N/A | #N/A
[12 empty] | -71 | #N/A | #N/A | #N/A | #N/A | #N/A | #N/A | #N/A | #N/A | #N/A |  |  | -71 | #N/A | #N/A | #N/A | 25101.69 | 27413.26 | #N/A | 184909.99 | #N/A | #N/A |  | R134a | 35 | 155 | #N/A | #N/A | #N/A | #N/A | #N/A | #N/A | #N/A | #N/A | #N/A | #N/A | #N/A | #N/A | #N/A | #N/A | #N/A | #N/A | #N/A | #N/A | #N/A | #N/A | #N/A | #N/A | #N/A | #N/A | #N/A | #N/A | #N/A | #N/A | #N/A | #N/A | #N/A | #N/A | #N/A | #N/A | #N/A | #N/A | #N/A | #N/A | #N/A | #N/A | #N/A | #N/A | #N/A | #N/A | #N/A | #N/A | #N/A | #N/A | #N/A | #N/A | #N/A | #N/A | #N/A | #N/A | #N/A | #N/A | #N/A | #N/A | #N/A | #N/A | #N/A | #N/A | #N/A | #N/A | #N/A | #N/A | #N/A | #N/A | #N/A | #N/A | 1.12 | 1.12 | 1.11 | 1.1 | 1.1 | 1.09 | 1.09 | 1.08 | 1.08 | 1.07 | 1.07 | 1.06 | 1.06 | 1.05 | 1.05 | 1.04 | 1.04 | 1.04 | 1.03 | 1.03 | 1.02 | 1.02 | 1.01 | 1.01 | 1 | 1 | 1 | 0.99 | 0.99 | 0.98 | 0.98 | 0.98 | 0.97 | 0.97 | 0.97 | 0.96 | 0.96 | 0.95 | 0.95 | 0.95 | 0.94 | 0.94 | 0.94 | 0.93 | 0.93 | 0.93 | 0.92 | 0.92 | 0.92 | 0.91 | 0.91 | #N/A | #N/A | #N/A | #N/A | #N/A | #N/A | #N/A | #N/A | #N/A | #N/A
[12 empty] | -70 | #N/A | #N/A | #N/A | #N/A | #N/A | #N/A | #N/A | #N/A | #N/A |  |  | -70 | 36140.47 | #N/A | 20510.12 | 26740.98 | 29168.51 | #N/A | 194552.28 | #N/A | #N/A |  | R134a | 36 | 156 | #N/A | #N/A | #N/A | #N/A | #N/A | #N/A | #N/A | #N/A | #N/A | #N/A | #N/A | #N/A | #N/A | #N/A | #N/A | #N/A | #N/A | #N/A | #N/A | #N/A | #N/A | #N/A | #N/A | #N/A | #N/A | #N/A | #N/A | #N/A | #N/A | #N/A | #N/A | #N/A | #N/A | #N/A | #N/A | #N/A | #N/A | #N/A | #N/A | #N/A | #N/A | #N/A | #N/A | #N/A | #N/A | #N/A | #N/A | #N/A | #N/A | #N/A | #N/A | #N/A | #N/A | #N/A | #N/A | #N/A | #N/A | #N/A | #N/A | #N/A | #N/A | #N/A | #N/A | #N/A | #N/A | #N/A | #N/A | #N/A | #N/A | #N/A | 1.14 | 1.13 | 1.12 | 1.12 | 1.11 | 1.11 | 1.1 | 1.1 | 1.09 | 1.09 | 1.08 | 1.08 | 1.07 | 1.07 | 1.06 | 1.06 | 1.05 | 1.05 | 1.04 | 1.04 | 1.03 | 1.03 | 1.03 | 1.02 | 1.02 | 1.01 | 1.01 | 1 | 1 | 1 | 0.99 | 0.99 | 0.98 | 0.98 | 0.98 | 0.97 | 0.97 | 0.97 | 0.96 | 0.96 | 0.95 | 0.95 | 0.95 | 0.94 | 0.94 | 0.94 | 0.93 | 0.93 | 0.93 | 0.92 | 0.92 | #N/A | #N/A | #N/A | #N/A | #N/A | #N/A | #N/A | #N/A | #N/A | #N/A
[12 empty] | -69 | #N/A | #N/A | #N/A | #N/A | #N/A | #N/A | #N/A | #N/A | #N/A |  |  | -69 | 38435.45 | #N/A | 21849.7 | 28466.01 | 31013.45 | #N/A | 204581.32 | #N/A | #N/A |  | R134a | 37 | 157 | #N/A | #N/A | #N/A | #N/A | #N/A | #N/A | #N/A | #N/A | #N/A | #N/A | #N/A | #N/A | #N/A | #N/A | #N/A | #N/A | #N/A | #N/A | #N/A | #N/A | #N/A | #N/A | #N/A | #N/A | #N/A | #N/A | #N/A | #N/A | #N/A | #N/A | #N/A | #N/A | #N/A | #N/A | #N/A | #N/A | #N/A | #N/A | #N/A | #N/A | #N/A | #N/A | #N/A | #N/A | #N/A | #N/A | #N/A | #N/A | #N/A | #N/A | #N/A | #N/A | #N/A | #N/A | #N/A | #N/A | #N/A | #N/A | #N/A | #N/A | #N/A | #N/A | #N/A | #N/A | #N/A | #N/A | #N/A | #N/A | #N/A | #N/A | 1.15 | 1.15 | 1.14 | 1.13 | 1.13 | 1.12 | 1.12 | 1.11 | 1.11 | 1.1 | 1.1 | 1.09 | 1.09 | 1.08 | 1.08 | 1.07 | 1.07 | 1.06 | 1.06 | 1.05 | 1.05 | 1.04 | 1.04 | 1.03 | 1.03 | 1.03 | 1.02 | 1.02 | 1.01 | 1.01 | 1 | 1 | 1 | 0.99 | 0.99 | 0.98 | 0.98 | 0.98 | 0.97 | 0.97 | 0.97 | 0.96 | 0.96 | 0.95 | 0.95 | 0.95 | 0.94 | 0.94 | 0.94 | 0.93 | 0.93 | #N/A | #N/A | #N/A | #N/A | #N/A | #N/A | #N/A | #N/A | #N/A | #N/A
[12 empty] | -68 | #N/A | #N/A | #N/A | #N/A | #N/A | #N/A | #N/A | #N/A | #N/A |  |  | -68 | 40847.73 | #N/A | 23260.4 | 30280.08 | 32951.42 | #N/A | 215007.31 | #N/A | #N/A |  | R134a | 38 | 158 | #N/A | #N/A | #N/A | #N/A | #N/A | #N/A | #N/A | #N/A | #N/A | #N/A | #N/A | #N/A | #N/A | #N/A | #N/A | #N/A | #N/A | #N/A | #N/A | #N/A | #N/A | #N/A | #N/A | #N/A | #N/A | #N/A | #N/A | #N/A | #N/A | #N/A | #N/A | #N/A | #N/A | #N/A | #N/A | #N/A | #N/A | #N/A | #N/A | #N/A | #N/A | #N/A | #N/A | #N/A | #N/A | #N/A | #N/A | #N/A | #N/A | #N/A | #N/A | #N/A | #N/A | #N/A | #N/A | #N/A | #N/A | #N/A | #N/A | #N/A | #N/A | #N/A | #N/A | #N/A | #N/A | #N/A | #N/A | #N/A | #N/A | #N/A | 1.17 | 1.16 | 1.15 | 1.15 | 1.14 | 1.14 | 1.13 | 1.13 | 1.12 | 1.12 | 1.11 | 1.11 | 1.1 | 1.1 | 1.09 | 1.09 | 1.08 | 1.08 | 1.07 | 1.07 | 1.06 | 1.06 | 1.05 | 1.05 | 1.04 | 1.04 | 1.03 | 1.03 | 1.02 | 1.02 | 1.02 | 1.01 | 1.01 | 1 | 1 | 1 | 0.99 | 0.99 | 0.98 | 0.98 | 0.98 | 0.97 | 0.97 | 0.97 | 0.96 | 0.96 | 0.96 | 0.95 | 0.95 | 0.95 | 0.94 | #N/A | #N/A | #N/A | #N/A | #N/A | #N/A | #N/A | #N/A | #N/A | #N/A
[12 empty] | -67 | #N/A | #N/A | #N/A | #N/A | #N/A | #N/A | #N/A | #N/A | #N/A |  |  | -67 | 43381.71 | #N/A | 24745.04 | 32186.53 | 34985.83 | #N/A | 225840.56 | #N/A | #N/A |  | R134a | 39 | 159 | #N/A | #N/A | #N/A | #N/A | #N/A | #N/A | #N/A | #N/A | #N/A | #N/A | #N/A | #N/A | #N/A | #N/A | #N/A | #N/A | #N/A | #N/A | #N/A | #N/A | #N/A | #N/A | #N/A | #N/A | #N/A | #N/A | #N/A | #N/A | #N/A | #N/A | #N/A | #N/A | #N/A | #N/A | #N/A | #N/A | #N/A | #N/A | #N/A | #N/A | #N/A | #N/A | #N/A | #N/A | #N/A | #N/A | #N/A | #N/A | #N/A | #N/A | #N/A | #N/A | #N/A | #N/A | #N/A | #N/A | #N/A | #N/A | #N/A | #N/A | #N/A | #N/A | #N/A | #N/A | #N/A | #N/A | #N/A | #N/A | #N/A | #N/A | 1.18 | 1.18 | 1.17 | 1.16 | 1.16 | 1.15 | 1.15 | 1.14 | 1.14 | 1.13 | 1.13 | 1.12 | 1.11 | 1.11 | 1.1 | 1.1 | 1.09 | 1.09 | 1.08 | 1.08 | 1.07 | 1.07 | 1.06 | 1.06 | 1.06 | 1.05 | 1.05 | 1.04 | 1.04 | 1.03 | 1.03 | 1.02 | 1.02 | 1.02 | 1.01 | 1.01 | 1 | 1 | 1 | 0.99 | 0.99 | 0.98 | 0.98 | 0.98 | 0.97 | 0.97 | 0.97 | 0.96 | 0.96 | 0.96 | 0.95 | #N/A | #N/A | #N/A | #N/A | #N/A | #N/A | #N/A | #N/A | #N/A | #N/A
[12 empty] | -66 | #N/A | #N/A | #N/A | #N/A | #N/A | #N/A | #N/A | #N/A | #N/A |  |  | -66 | 46041.88 | #N/A | 26306.5 | 34188.78 | 37120.16 | #N/A | 237091.46 | #N/A | #N/A |  | R134a | 40 | 160 | #N/A | #N/A | #N/A | #N/A | #N/A | #N/A | #N/A | #N/A | #N/A | #N/A | #N/A | #N/A | #N/A | #N/A | #N/A | #N/A | #N/A | #N/A | #N/A | #N/A | #N/A | #N/A | #N/A | #N/A | #N/A | #N/A | #N/A | #N/A | #N/A | #N/A | #N/A | #N/A | #N/A | #N/A | #N/A | #N/A | #N/A | #N/A | #N/A | #N/A | #N/A | #N/A | #N/A | #N/A | #N/A | #N/A | #N/A | #N/A | #N/A | #N/A | #N/A | #N/A | #N/A | #N/A | #N/A | #N/A | #N/A | #N/A | #N/A | #N/A | #N/A | #N/A | #N/A | #N/A | #N/A | #N/A | #N/A | #N/A | #N/A | #N/A | 1.2 | 1.19 | 1.19 | 1.18 | 1.18 | 1.17 | 1.16 | 1.16 | 1.15 | 1.15 | 1.14 | 1.14 | 1.13 | 1.12 | 1.12 | 1.11 | 1.11 | 1.1 | 1.1 | 1.09 | 1.09 | 1.08 | 1.08 | 1.07 | 1.07 | 1.06 | 1.06 | 1.06 | 1.05 | 1.05 | 1.04 | 1.04 | 1.03 | 1.03 | 1.02 | 1.02 | 1.02 | 1.01 | 1.01 | 1 | 1 | 1 | 0.99 | 0.99 | 0.99 | 0.98 | 0.98 | 0.97 | 0.97 | 0.97 | 0.96 | #N/A | #N/A | #N/A | #N/A | #N/A | #N/A | #N/A | #N/A | #N/A | #N/A
[12 empty] | -65 | #N/A | #N/A | #N/A | #N/A | #N/A | #N/A | #N/A | #N/A | #N/A |  |  | -65 | 48832.81 | #N/A | 27947.74 | 36290.31 | 39357.99 | #N/A | 248770.5 | #N/A | #N/A |  | R134a | 41 | 161 | #N/A | #N/A | #N/A | #N/A | #N/A | #N/A | #N/A | #N/A | #N/A | #N/A | #N/A | #N/A | #N/A | #N/A | #N/A | #N/A | #N/A | #N/A | #N/A | #N/A | #N/A | #N/A | #N/A | #N/A | #N/A | #N/A | #N/A | #N/A | #N/A | #N/A | #N/A | #N/A | #N/A | #N/A | #N/A | #N/A | #N/A | #N/A | #N/A | #N/A | #N/A | #N/A | #N/A | #N/A | #N/A | #N/A | #N/A | #N/A | #N/A | #N/A | #N/A | #N/A | #N/A | #N/A | #N/A | #N/A | #N/A | #N/A | #N/A | #N/A | #N/A | #N/A | #N/A | #N/A | #N/A | #N/A | #N/A | #N/A | #N/A | #N/A | 1.22 | 1.21 | 1.2 | 1.2 | 1.19 | 1.19 | 1.18 | 1.17 | 1.17 | 1.16 | 1.16 | 1.15 | 1.15 | 1.14 | 1.13 | 1.13 | 1.12 | 1.12 | 1.11 | 1.11 | 1.1 | 1.1 | 1.09 | 1.09 | 1.08 | 1.08 | 1.07 | 1.07 | 1.06 | 1.06 | 1.05 | 1.05 | 1.05 | 1.04 | 1.04 | 1.03 | 1.03 | 1.02 | 1.02 | 1.02 | 1.01 | 1.01 | 1 | 1 | 1 | 0.99 | 0.99 | 0.99 | 0.98 | 0.98 | 0.98 | #N/A | #N/A | #N/A | #N/A | #N/A | #N/A | #N/A | #N/A | #N/A | #N/A
[12 empty] | -64 | #N/A | #N/A | #N/A | #N/A | #N/A | #N/A | #N/A | #N/A | #N/A |  |  | -64 | 51759.18 | #N/A | 29671.79 | 38494.7 | 41702.93 | #N/A | 260888.24 | #N/A | #N/A |  | R134a | 42 | 162 | #N/A | #N/A | #N/A | #N/A | #N/A | #N/A | #N/A | #N/A | #N/A | #N/A | #N/A | #N/A | #N/A | #N/A | #N/A | #N/A | #N/A | #N/A | #N/A | #N/A | #N/A | #N/A | #N/A | #N/A | #N/A | #N/A | #N/A | #N/A | #N/A | #N/A | #N/A | #N/A | #N/A | #N/A | #N/A | #N/A | #N/A | #N/A | #N/A | #N/A | #N/A | #N/A | #N/A | #N/A | #N/A | #N/A | #N/A | #N/A | #N/A | #N/A | #N/A | #N/A | #N/A | #N/A | #N/A | #N/A | #N/A | #N/A | #N/A | #N/A | #N/A | #N/A | #N/A | #N/A | #N/A | #N/A | #N/A | #N/A | #N/A | #N/A | 1.23 | 1.23 | 1.22 | 1.22 | 1.21 | 1.2 | 1.2 | 1.19 | 1.18 | 1.18 | 1.17 | 1.17 | 1.16 | 1.16 | 1.15 | 1.14 | 1.14 | 1.13 | 1.13 | 1.12 | 1.12 | 1.11 | 1.11 | 1.1 | 1.1 | 1.09 | 1.09 | 1.08 | 1.08 | 1.07 | 1.07 | 1.06 | 1.06 | 1.05 | 1.05 | 1.05 | 1.04 | 1.04 | 1.03 | 1.03 | 1.03 | 1.02 | 1.02 | 1.01 | 1.01 | 1.01 | 1 | 1 | 0.99 | 0.99 | 0.99 | #N/A | #N/A | #N/A | #N/A | #N/A | #N/A | #N/A | #N/A | #N/A | #N/A
[12 empty] | -63 | #N/A | #N/A | #N/A | #N/A | #N/A | #N/A | #N/A | #N/A | #N/A |  |  | -63 | 54825.73 | #N/A | 31481.73 | 40805.57 | 44158.69 | #N/A | 273455.33 | #N/A | #N/A |  | R134a | 43 | 163 | #N/A | #N/A | #N/A | #N/A | #N/A | #N/A | #N/A | #N/A | #N/A | #N/A | #N/A | #N/A | #N/A | #N/A | #N/A | #N/A | #N/A | #N/A | #N/A | #N/A | #N/A | #N/A | #N/A | #N/A | #N/A | #N/A | #N/A | #N/A | #N/A | #N/A | #N/A | #N/A | #N/A | #N/A | #N/A | #N/A | #N/A | #N/A | #N/A | #N/A | #N/A | #N/A | #N/A | #N/A | #N/A | #N/A | #N/A | #N/A | #N/A | #N/A | #N/A | #N/A | #N/A | #N/A | #N/A | #N/A | #N/A | #N/A | #N/A | #N/A | #N/A | #N/A | #N/A | #N/A | #N/A | #N/A | #N/A | #N/A | #N/A | #N/A | 1.25 | 1.25 | 1.24 | 1.23 | 1.23 | 1.22 | 1.21 | 1.21 | 1.2 | 1.2 | 1.19 | 1.18 | 1.18 | 1.17 | 1.17 | 1.16 | 1.15 | 1.15 | 1.14 | 1.14 | 1.13 | 1.13 | 1.12 | 1.12 | 1.11 | 1.11 | 1.1 | 1.1 | 1.09 | 1.09 | 1.08 | 1.08 | 1.07 | 1.07 | 1.06 | 1.06 | 1.06 | 1.05 | 1.05 | 1.04 | 1.04 | 1.03 | 1.03 | 1.03 | 1.02 | 1.02 | 1.01 | 1.01 | 1.01 | 1 | 1 | #N/A | #N/A | #N/A | #N/A | #N/A | #N/A | #N/A | #N/A | #N/A | #N/A
[12 empty] | -62 | #N/A | #N/A | #N/A | #N/A | #N/A | #N/A | #N/A | #N/A | #N/A |  |  | -62 | 58037.34 | #N/A | 33380.71 | 43226.62 | 46729.03 | #N/A | 286482.5 | #N/A | #N/A |  | R134a | 44 | 164 | #N/A | #N/A | #N/A | #N/A | #N/A | #N/A | #N/A | #N/A | #N/A | #N/A | #N/A | #N/A | #N/A | #N/A | #N/A | #N/A | #N/A | #N/A | #N/A | #N/A | #N/A | #N/A | #N/A | #N/A | #N/A | #N/A | #N/A | #N/A | #N/A | #N/A | #N/A | #N/A | #N/A | #N/A | #N/A | #N/A | #N/A | #N/A | #N/A | #N/A | #N/A | #N/A | #N/A | #N/A | #N/A | #N/A | #N/A | #N/A | #N/A | #N/A | #N/A | #N/A | #N/A | #N/A | #N/A | #N/A | #N/A | #N/A | #N/A | #N/A | #N/A | #N/A | #N/A | #N/A | #N/A | #N/A | #N/A | #N/A | #N/A | #N/A | 1.27 | 1.26 | 1.26 | 1.25 | 1.24 | 1.24 | 1.23 | 1.22 | 1.22 | 1.21 | 1.21 | 1.2 | 1.19 | 1.19 | 1.18 | 1.18 | 1.17 | 1.16 | 1.16 | 1.15 | 1.15 | 1.14 | 1.14 | 1.13 | 1.13 | 1.12 | 1.12 | 1.11 | 1.11 | 1.1 | 1.1 | 1.09 | 1.09 | 1.08 | 1.08 | 1.07 | 1.07 | 1.06 | 1.06 | 1.06 | 1.05 | 1.05 | 1.04 | 1.04 | 1.03 | 1.03 | 1.03 | 1.02 | 1.02 | 1.02 | 1.01 | #N/A | #N/A | #N/A | #N/A | #N/A | #N/A | #N/A | #N/A | #N/A | #N/A
[12 empty] | -61 | #N/A | #N/A | #N/A | #N/A | #N/A | #N/A | #N/A | #N/A | #N/A |  |  | -61 | 61398.93 | #N/A | 35371.96 | 45761.63 | 49417.8 | #N/A | 299980.57 | #N/A | #N/A |  | R134a | 45 | 165 | #N/A | #N/A | #N/A | #N/A | #N/A | #N/A | #N/A | #N/A | #N/A | #N/A | #N/A | #N/A | #N/A | #N/A | #N/A | #N/A | #N/A | #N/A | #N/A | #N/A | #N/A | #N/A | #N/A | #N/A | #N/A | #N/A | #N/A | #N/A | #N/A | #N/A | #N/A | #N/A | #N/A | #N/A | #N/A | #N/A | #N/A | #N/A | #N/A | #N/A | #N/A | #N/A | #N/A | #N/A | #N/A | #N/A | #N/A | #N/A | #N/A | #N/A | #N/A | #N/A | #N/A | #N/A | #N/A | #N/A | #N/A | #N/A | #N/A | #N/A | #N/A | #N/A | #N/A | #N/A | #N/A | #N/A | #N/A | #N/A | #N/A | #N/A | 1.29 | 1.28 | 1.28 | 1.27 | 1.26 | 1.26 | 1.25 | 1.24 | 1.24 | 1.23 | 1.22 | 1.22 | 1.21 | 1.21 | 1.2 | 1.19 | 1.19 | 1.18 | 1.18 | 1.17 | 1.16 | 1.16 | 1.15 | 1.15 | 1.14 | 1.14 | 1.13 | 1.13 | 1.12 | 1.12 | 1.11 | 1.11 | 1.1 | 1.1 | 1.09 | 1.09 | 1.08 | 1.08 | 1.07 | 1.07 | 1.06 | 1.06 | 1.06 | 1.05 | 1.05 | 1.04 | 1.04 | 1.04 | 1.03 | 1.03 | 1.02 | #N/A | #N/A | #N/A | #N/A | #N/A | #N/A | #N/A | #N/A | #N/A | #N/A
[12 empty] | -60 | #N/A | #N/A | #N/A | #N/A | #N/A | #N/A | #N/A | #N/A | #N/A |  |  | -60 | 64915.55 | #N/A | 37458.76 | 48414.43 | 52228.91 | #N/A | 313960.42 | #N/A | #N/A |  | R134a | 46 | 166 | #N/A | #N/A | #N/A | #N/A | #N/A | #N/A | #N/A | #N/A | #N/A | #N/A | #N/A | #N/A | #N/A | #N/A | #N/A | #N/A | #N/A | #N/A | #N/A | #N/A | #N/A | #N/A | #N/A | #N/A | #N/A | #N/A | #N/A | #N/A | #N/A | #N/A | #N/A | #N/A | #N/A | #N/A | #N/A | #N/A | #N/A | #N/A | #N/A | #N/A | #N/A | #N/A | #N/A | #N/A | #N/A | #N/A | #N/A | #N/A | #N/A | #N/A | #N/A | #N/A | #N/A | #N/A | #N/A | #N/A | #N/A | #N/A | #N/A | #N/A | #N/A | #N/A | #N/A | #N/A | #N/A | #N/A | #N/A | #N/A | #N/A | #N/A | 1.31 | 1.3 | 1.3 | 1.29 | 1.28 | 1.28 | 1.27 | 1.26 | 1.25 | 1.25 | 1.24 | 1.24 | 1.23 | 1.22 | 1.22 | 1.21 | 1.2 | 1.2 | 1.19 | 1.19 | 1.18 | 1.17 | 1.17 | 1.16 | 1.16 | 1.15 | 1.15 | 1.14 | 1.14 | 1.13 | 1.13 | 1.12 | 1.12 | 1.11 | 1.11 | 1.1 | 1.1 | 1.09 | 1.09 | 1.08 | 1.08 | 1.07 | 1.07 | 1.07 | 1.06 | 1.06 | 1.05 | 1.05 | 1.04 | 1.04 | 1.04 | #N/A | #N/A | #N/A | #N/A | #N/A | #N/A | #N/A | #N/A | #N/A | #N/A
[12 empty] | -59 | #N/A | #N/A | #N/A | #N/A | #N/A | #N/A | #N/A | #N/A | #N/A |  |  | -59 | 68592.32 | #N/A | 39644.47 | 51188.93 | 55166.35 | #N/A | 328433.02 | #N/A | #N/A |  | R134a | 47 | 167 | #N/A | #N/A | #N/A | #N/A | #N/A | #N/A | #N/A | #N/A | #N/A | #N/A | #N/A | #N/A | #N/A | #N/A | #N/A | #N/A | #N/A | #N/A | #N/A | #N/A | #N/A | #N/A | #N/A | #N/A | #N/A | #N/A | #N/A | #N/A | #N/A | #N/A | #N/A | #N/A | #N/A | #N/A | #N/A | #N/A | #N/A | #N/A | #N/A | #N/A | #N/A | #N/A | #N/A | #N/A | #N/A | #N/A | #N/A | #N/A | #N/A | #N/A | #N/A | #N/A | #N/A | #N/A | #N/A | #N/A | #N/A | #N/A | #N/A | #N/A | #N/A | #N/A | #N/A | #N/A | #N/A | #N/A | #N/A | #N/A | #N/A | #N/A | 1.33 | 1.32 | 1.32 | 1.31 | 1.3 | 1.29 | 1.29 | 1.28 | 1.27 | 1.27 | 1.26 | 1.25 | 1.25 | 1.24 | 1.23 | 1.23 | 1.22 | 1.22 | 1.21 | 1.2 | 1.2 | 1.19 | 1.19 | 1.18 | 1.17 | 1.17 | 1.16 | 1.16 | 1.15 | 1.15 | 1.14 | 1.14 | 1.13 | 1.13 | 1.12 | 1.12 | 1.11 | 1.11 | 1.1 | 1.1 | 1.09 | 1.09 | 1.08 | 1.08 | 1.08 | 1.07 | 1.07 | 1.06 | 1.06 | 1.05 | 1.05 | #N/A | #N/A | #N/A | #N/A | #N/A | #N/A | #N/A | #N/A | #N/A | #N/A
[12 empty] | -58 | #N/A | #N/A | #N/A | #N/A | #N/A | #N/A | #N/A | #N/A | #N/A |  |  | -58 | 72434.44 | #N/A | 41932.51 | 54089.11 | 58234.16 | #N/A | 343409.42 | #N/A | #N/A |  | R134a | 48 | 168 | #N/A | #N/A | #N/A | #N/A | #N/A | #N/A | #N/A | #N/A | #N/A | #N/A | #N/A | #N/A | #N/A | #N/A | #N/A | #N/A | #N/A | #N/A | #N/A | #N/A | #N/A | #N/A | #N/A | #N/A | #N/A | #N/A | #N/A | #N/A | #N/A | #N/A | #N/A | #N/A | #N/A | #N/A | #N/A | #N/A | #N/A | #N/A | #N/A | #N/A | #N/A | #N/A | #N/A | #N/A | #N/A | #N/A | #N/A | #N/A | #N/A | #N/A | #N/A | #N/A | #N/A | #N/A | #N/A | #N/A | #N/A | #N/A | #N/A | #N/A | #N/A | #N/A | #N/A | #N/A | #N/A | #N/A | #N/A | #N/A | #N/A | #N/A | 1.35 | 1.35 | 1.34 | 1.33 | 1.32 | 1.32 | 1.31 | 1.3 | 1.29 | 1.29 | 1.28 | 1.27 | 1.27 | 1.26 | 1.25 | 1.25 | 1.24 | 1.23 | 1.23 | 1.22 | 1.22 | 1.21 | 1.2 | 1.2 | 1.19 | 1.19 | 1.18 | 1.17 | 1.17 | 1.16 | 1.16 | 1.15 | 1.15 | 1.14 | 1.14 | 1.13 | 1.13 | 1.12 | 1.12 | 1.11 | 1.11 | 1.1 | 1.1 | 1.09 | 1.09 | 1.09 | 1.08 | 1.08 | 1.07 | 1.07 | 1.06 | #N/A | #N/A | #N/A | #N/A | #N/A | #N/A | #N/A | #N/A | #N/A | #N/A
[12 empty] | -57 | #N/A | #N/A | #N/A | #N/A | #N/A | #N/A | #N/A | #N/A | #N/A |  |  | -57 | 76447.23 | #N/A | 44326.36 | 57119.01 | 61436.47 | #N/A | 358900.72 | #N/A | #N/A |  | R134a | 49 | 169 | #N/A | #N/A | #N/A | #N/A | #N/A | #N/A | #N/A | #N/A | #N/A | #N/A | #N/A | #N/A | #N/A | #N/A | #N/A | #N/A | #N/A | #N/A | #N/A | #N/A | #N/A | #N/A | #N/A | #N/A | #N/A | #N/A | #N/A | #N/A | #N/A | #N/A | #N/A | #N/A | #N/A | #N/A | #N/A | #N/A | #N/A | #N/A | #N/A | #N/A | #N/A | #N/A | #N/A | #N/A | #N/A | #N/A | #N/A | #N/A | #N/A | #N/A | #N/A | #N/A | #N/A | #N/A | #N/A | #N/A | #N/A | #N/A | #N/A | #N/A | #N/A | #N/A | #N/A | #N/A | #N/A | #N/A | #N/A | #N/A | #N/A | #N/A | 1.37 | 1.37 | 1.36 | 1.35 | 1.34 | 1.34 | 1.33 | 1.32 | 1.31 | 1.31 | 1.3 | 1.29 | 1.29 | 1.28 | 1.27 | 1.27 | 1.26 | 1.25 | 1.25 | 1.24 | 1.23 | 1.23 | 1.22 | 1.21 | 1.21 | 1.2 | 1.2 | 1.19 | 1.19 | 1.18 | 1.17 | 1.17 | 1.16 | 1.16 | 1.15 | 1.15 | 1.14 | 1.14 | 1.13 | 1.13 | 1.12 | 1.12 | 1.11 | 1.11 | 1.1 | 1.1 | 1.1 | 1.09 | 1.09 | 1.08 | 1.08 | #N/A | #N/A | #N/A | #N/A | #N/A | #N/A | #N/A | #N/A | #N/A | #N/A
[12 empty] | -56 | #N/A | #N/A | #N/A | #N/A | #N/A | #N/A | #N/A | #N/A | #N/A |  |  | -56 | 80636.07 | #N/A | 46829.57 | 60282.75 | 64777.46 | #N/A | 374918.12 | #N/A | #N/A |  | R134a | 50 | 170 | #N/A | #N/A | #N/A | #N/A | #N/A | #N/A | #N/A | #N/A | #N/A | #N/A | #N/A | #N/A | #N/A | #N/A | #N/A | #N/A | #N/A | #N/A | #N/A | #N/A | #N/A | #N/A | #N/A | #N/A | #N/A | #N/A | #N/A | #N/A | #N/A | #N/A | #N/A | #N/A | #N/A | #N/A | #N/A | #N/A | #N/A | #N/A | #N/A | #N/A | #N/A | #N/A | #N/A | #N/A | #N/A | #N/A | #N/A | #N/A | #N/A | #N/A | #N/A | #N/A | #N/A | #N/A | #N/A | #N/A | #N/A | #N/A | #N/A | #N/A | #N/A | #N/A | #N/A | #N/A | #N/A | #N/A | #N/A | #N/A | #N/A | #N/A | 1.4 | 1.39 | 1.38 | 1.37 | 1.37 | 1.36 | 1.35 | 1.34 | 1.33 | 1.33 | 1.32 | 1.31 | 1.31 | 1.3 | 1.29 | 1.28 | 1.28 | 1.27 | 1.26 | 1.26 | 1.25 | 1.25 | 1.24 | 1.23 | 1.23 | 1.22 | 1.21 | 1.21 | 1.2 | 1.2 | 1.19 | 1.19 | 1.18 | 1.18 | 1.17 | 1.16 | 1.16 | 1.15 | 1.15 | 1.14 | 1.14 | 1.13 | 1.13 | 1.12 | 1.12 | 1.12 | 1.11 | 1.11 | 1.1 | 1.1 | 1.09 | #N/A | #N/A | #N/A | #N/A | #N/A | #N/A | #N/A | #N/A | #N/A | #N/A
[12 empty] | -55 | #N/A | #N/A | #N/A | #N/A | #N/A | #N/A | #N/A | #N/A | #N/A |  |  | -55 | 85006.44 | #N/A | 49445.76 | 63584.5 | 68261.4 | #N/A | 391472.88 | #N/A | #N/A |  | R134a | 51 | 171 | #N/A | #N/A | #N/A | #N/A | #N/A | #N/A | #N/A | #N/A | #N/A | #N/A | #N/A | #N/A | #N/A | #N/A | #N/A | #N/A | #N/A | #N/A | #N/A | #N/A | #N/A | #N/A | #N/A | #N/A | #N/A | #N/A | #N/A | #N/A | #N/A | #N/A | #N/A | #N/A | #N/A | #N/A | #N/A | #N/A | #N/A | #N/A | #N/A | #N/A | #N/A | #N/A | #N/A | #N/A | #N/A | #N/A | #N/A | #N/A | #N/A | #N/A | #N/A | #N/A | #N/A | #N/A | #N/A | #N/A | #N/A | #N/A | #N/A | #N/A | #N/A | #N/A | #N/A | #N/A | #N/A | #N/A | #N/A | #N/A | #N/A | #N/A | 1.42 | 1.41 | 1.4 | 1.4 | 1.39 | 1.38 | 1.37 | 1.36 | 1.36 | 1.35 | 1.34 | 1.33 | 1.33 | 1.32 | 1.31 | 1.31 | 1.3 | 1.29 | 1.28 | 1.28 | 1.27 | 1.26 | 1.26 | 1.25 | 1.25 | 1.24 | 1.23 | 1.23 | 1.22 | 1.22 | 1.21 | 1.2 | 1.2 | 1.19 | 1.19 | 1.18 | 1.18 | 1.17 | 1.17 | 1.16 | 1.16 | 1.15 | 1.15 | 1.14 | 1.14 | 1.13 | 1.13 | 1.12 | 1.12 | 1.11 | 1.11 | #N/A | #N/A | #N/A | #N/A | #N/A | #N/A | #N/A | #N/A | #N/A | #N/A
[12 empty] | -54 | #N/A | #N/A | #N/A | #N/A | #N/A | #N/A | #N/A | #N/A | #N/A |  |  | -54 | 89563.9 | #N/A | 52178.61 | 67028.51 | 71892.61 | #N/A | 408576.34 | #N/A | #N/A |  | R134a | 52 | 172 | #N/A | #N/A | #N/A | #N/A | #N/A | #N/A | #N/A | #N/A | #N/A | #N/A | #N/A | #N/A | #N/A | #N/A | #N/A | #N/A | #N/A | #N/A | #N/A | #N/A | #N/A | #N/A | #N/A | #N/A | #N/A | #N/A | #N/A | #N/A | #N/A | #N/A | #N/A | #N/A | #N/A | #N/A | #N/A | #N/A | #N/A | #N/A | #N/A | #N/A | #N/A | #N/A | #N/A | #N/A | #N/A | #N/A | #N/A | #N/A | #N/A | #N/A | #N/A | #N/A | #N/A | #N/A | #N/A | #N/A | #N/A | #N/A | #N/A | #N/A | #N/A | #N/A | #N/A | #N/A | #N/A | #N/A | #N/A | #N/A | #N/A | #N/A | 1.45 | 1.44 | 1.43 | 1.42 | 1.41 | 1.4 | 1.4 | 1.39 | 1.38 | 1.37 | 1.36 | 1.36 | 1.35 | 1.34 | 1.33 | 1.33 | 1.32 | 1.31 | 1.3 | 1.3 | 1.29 | 1.28 | 1.28 | 1.27 | 1.26 | 1.26 | 1.25 | 1.25 | 1.24 | 1.23 | 1.23 | 1.22 | 1.22 | 1.21 | 1.2 | 1.2 | 1.19 | 1.19 | 1.18 | 1.18 | 1.17 | 1.17 | 1.16 | 1.16 | 1.15 | 1.15 | 1.14 | 1.14 | 1.13 | 1.13 | 1.12 | #N/A | #N/A | #N/A | #N/A | #N/A | #N/A | #N/A | #N/A | #N/A | #N/A
[12 empty] | -53 | #N/A | #N/A | #N/A | #N/A | #N/A | #N/A | #N/A | #N/A | #N/A |  |  | -53 | 94314.1 | #N/A | 55031.86 | 70619.08 | 75675.48 | #N/A | 426239.91 | #N/A | #N/A |  | R134a | 53 | 173 | #N/A | #N/A | #N/A | #N/A | #N/A | #N/A | #N/A | #N/A | #N/A | #N/A | #N/A | #N/A | #N/A | #N/A | #N/A | #N/A | #N/A | #N/A | #N/A | #N/A | #N/A | #N/A | #N/A | #N/A | #N/A | #N/A | #N/A | #N/A | #N/A | #N/A | #N/A | #N/A | #N/A | #N/A | #N/A | #N/A | #N/A | #N/A | #N/A | #N/A | #N/A | #N/A | #N/A | #N/A | #N/A | #N/A | #N/A | #N/A | #N/A | #N/A | #N/A | #N/A | #N/A | #N/A | #N/A | #N/A | #N/A | #N/A | #N/A | #N/A | #N/A | #N/A | #N/A | #N/A | #N/A | #N/A | #N/A | #N/A | #N/A | #N/A | 1.47 | 1.46 | 1.45 | 1.44 | 1.44 | 1.43 | 1.42 | 1.41 | 1.4 | 1.39 | 1.39 | 1.38 | 1.37 | 1.36 | 1.36 | 1.35 | 1.34 | 1.33 | 1.33 | 1.32 | 1.31 | 1.3 | 1.3 | 1.29 | 1.28 | 1.28 | 1.27 | 1.26 | 1.26 | 1.25 | 1.25 | 1.24 | 1.23 | 1.23 | 1.22 | 1.22 | 1.21 | 1.21 | 1.2 | 1.19 | 1.19 | 1.18 | 1.18 | 1.17 | 1.17 | 1.16 | 1.16 | 1.15 | 1.15 | 1.14 | 1.14 | #N/A | #N/A | #N/A | #N/A | #N/A | #N/A | #N/A | #N/A | #N/A | #N/A
[12 empty] | -52 | #N/A | #N/A | #N/A | #N/A | #N/A | #N/A | #N/A | #N/A | #N/A |  |  | -52 | 99262.77 | #N/A | 58009.32 | 74360.59 | 79614.47 | #N/A | 444475.08 | #N/A | #N/A |  | R134a | 54 | 174 | #N/A | #N/A | #N/A | #N/A | #N/A | #N/A | #N/A | #N/A | #N/A | #N/A | #N/A | #N/A | #N/A | #N/A | #N/A | #N/A | #N/A | #N/A | #N/A | #N/A | #N/A | #N/A | #N/A | #N/A | #N/A | #N/A | #N/A | #N/A | #N/A | #N/A | #N/A | #N/A | #N/A | #N/A | #N/A | #N/A | #N/A | #N/A | #N/A | #N/A | #N/A | #N/A | #N/A | #N/A | #N/A | #N/A | #N/A | #N/A | #N/A | #N/A | #N/A | #N/A | #N/A | #N/A | #N/A | #N/A | #N/A | #N/A | #N/A | #N/A | #N/A | #N/A | #N/A | #N/A | #N/A | #N/A | #N/A | #N/A | #N/A | #N/A | 1.5 | 1.49 | 1.48 | 1.47 | 1.46 | 1.45 | 1.44 | 1.43 | 1.43 | 1.42 | 1.41 | 1.4 | 1.39 | 1.39 | 1.38 | 1.37 | 1.36 | 1.35 | 1.35 | 1.34 | 1.33 | 1.33 | 1.32 | 1.31 | 1.3 | 1.3 | 1.29 | 1.28 | 1.28 | 1.27 | 1.27 | 1.26 | 1.25 | 1.25 | 1.24 | 1.23 | 1.23 | 1.22 | 1.22 | 1.21 | 1.21 | 1.2 | 1.2 | 1.19 | 1.19 | 1.18 | 1.17 | 1.17 | 1.16 | 1.16 | 1.16 | #N/A | #N/A | #N/A | #N/A | #N/A | #N/A | #N/A | #N/A | #N/A | #N/A
[12 empty] | -51 | #N/A | #N/A | #N/A | #N/A | #N/A | #N/A | #N/A | #N/A | #N/A |  |  | -51 | 104415.74 | #N/A | 61114.85 | 78257.47 | 83714.1 | #N/A | 463293.41 | #N/A | #N/A |  | R134a | 55 | 175 | #N/A | #N/A | #N/A | #N/A | #N/A | #N/A | #N/A | #N/A | #N/A | #N/A | #N/A | #N/A | #N/A | #N/A | #N/A | #N/A | #N/A | #N/A | #N/A | #N/A | #N/A | #N/A | #N/A | #N/A | #N/A | #N/A | #N/A | #N/A | #N/A | #N/A | #N/A | #N/A | #N/A | #N/A | #N/A | #N/A | #N/A | #N/A | #N/A | #N/A | #N/A | #N/A | #N/A | #N/A | #N/A | #N/A | #N/A | #N/A | #N/A | #N/A | #N/A | #N/A | #N/A | #N/A | #N/A | #N/A | #N/A | #N/A | #N/A | #N/A | #N/A | #N/A | #N/A | #N/A | #N/A | #N/A | #N/A | #N/A | #N/A | #N/A | 1.53 | 1.52 | 1.51 | 1.5 | 1.49 | 1.48 | 1.47 | 1.46 | 1.45 | 1.44 | 1.43 | 1.43 | 1.42 | 1.41 | 1.4 | 1.39 | 1.39 | 1.38 | 1.37 | 1.36 | 1.35 | 1.35 | 1.34 | 1.33 | 1.33 | 1.32 | 1.31 | 1.31 | 1.3 | 1.29 | 1.29 | 1.28 | 1.27 | 1.27 | 1.26 | 1.25 | 1.25 | 1.24 | 1.24 | 1.23 | 1.22 | 1.22 | 1.21 | 1.21 | 1.2 | 1.2 | 1.19 | 1.19 | 1.18 | 1.18 | 1.17 | #N/A | #N/A | #N/A | #N/A | #N/A | #N/A | #N/A | #N/A | #N/A | #N/A
[12 empty] | -50 | 109778.9 | #N/A | 64352.39 | 85707.61 | 87978.97 | #N/A | 482706.53 | #N/A | #N/A |  |  | -50 | 109778.9 | #N/A | 64352.39 | 82314.23 | 87978.97 | #N/A | 482706.53 | #N/A | 681979.83 |  | R134a | 56 | 176 | #N/A | #N/A | #N/A | #N/A | #N/A | #N/A | #N/A | #N/A | #N/A | #N/A | #N/A | #N/A | #N/A | #N/A | #N/A | #N/A | #N/A | #N/A | #N/A | #N/A | #N/A | #N/A | #N/A | #N/A | #N/A | #N/A | #N/A | #N/A | #N/A | #N/A | #N/A | #N/A | #N/A | #N/A | #N/A | #N/A | #N/A | #N/A | #N/A | #N/A | #N/A | #N/A | #N/A | #N/A | #N/A | #N/A | #N/A | #N/A | #N/A | #N/A | #N/A | #N/A | #N/A | #N/A | #N/A | #N/A | #N/A | #N/A | #N/A | #N/A | #N/A | #N/A | #N/A | #N/A | #N/A | #N/A | #N/A | #N/A | #N/A | #N/A | 1.55 | 1.54 | 1.53 | 1.52 | 1.51 | 1.5 | 1.5 | 1.49 | 1.48 | 1.47 | 1.46 | 1.45 | 1.44 | 1.43 | 1.43 | 1.42 | 1.41 | 1.4 | 1.39 | 1.39 | 1.38 | 1.37 | 1.36 | 1.35 | 1.35 | 1.34 | 1.33 | 1.33 | 1.32 | 1.31 | 1.31 | 1.3 | 1.29 | 1.29 | 1.28 | 1.27 | 1.27 | 1.26 | 1.26 | 1.25 | 1.24 | 1.24 | 1.23 | 1.23 | 1.22 | 1.22 | 1.21 | 1.2 | 1.2 | 1.19 | 1.19 | #N/A | #N/A | #N/A | #N/A | #N/A | #N/A | #N/A | #N/A | #N/A | #N/A
[12 empty] | -49 | 115358.24 | #N/A | 67725.93 | 90036.71 | 92413.73 | #N/A | 502726.15 | #N/A | #N/A |  |  | -49 | 115358.24 | #N/A | 67725.93 | 86535.43 | 92413.73 | #N/A | 502726.15 | #N/A | 709667.01 |  | R134a | 57 | 177 | #N/A | #N/A | #N/A | #N/A | #N/A | #N/A | #N/A | #N/A | #N/A | #N/A | #N/A | #N/A | #N/A | #N/A | #N/A | #N/A | #N/A | #N/A | #N/A | #N/A | #N/A | #N/A | #N/A | #N/A | #N/A | #N/A | #N/A | #N/A | #N/A | #N/A | #N/A | #N/A | #N/A | #N/A | #N/A | #N/A | #N/A | #N/A | #N/A | #N/A | #N/A | #N/A | #N/A | #N/A | #N/A | #N/A | #N/A | #N/A | #N/A | #N/A | #N/A | #N/A | #N/A | #N/A | #N/A | #N/A | #N/A | #N/A | #N/A | #N/A | #N/A | #N/A | #N/A | #N/A | #N/A | #N/A | #N/A | #N/A | #N/A | #N/A | 1.58 | 1.57 | 1.56 | 1.55 | 1.54 | 1.53 | 1.52 | 1.51 | 1.5 | 1.49 | 1.49 | 1.48 | 1.47 | 1.46 | 1.45 | 1.44 | 1.43 | 1.43 | 1.42 | 1.41 | 1.4 | 1.39 | 1.39 | 1.38 | 1.37 | 1.36 | 1.36 | 1.35 | 1.34 | 1.33 | 1.33 | 1.32 | 1.31 | 1.31 | 1.3 | 1.29 | 1.29 | 1.28 | 1.28 | 1.27 | 1.26 | 1.26 | 1.25 | 1.25 | 1.24 | 1.23 | 1.23 | 1.22 | 1.22 | 1.21 | 1.21 | #N/A | #N/A | #N/A | #N/A | #N/A | #N/A | #N/A | #N/A | #N/A | #N/A
[12 empty] | -48 | 121159.84 | #N/A | 71239.53 | 94536.71 | 97023.09 | #N/A | 523364.07 | #N/A | #N/A |  |  | -48 | 121159.84 | #N/A | 71239.53 | 90925.68 | 97023.09 | #N/A | 523364.07 | #N/A | 738217.51 |  | R134a | 58 | 178 | #N/A | #N/A | #N/A | #N/A | #N/A | #N/A | #N/A | #N/A | #N/A | #N/A | #N/A | #N/A | #N/A | #N/A | #N/A | #N/A | #N/A | #N/A | #N/A | #N/A | #N/A | #N/A | #N/A | #N/A | #N/A | #N/A | #N/A | #N/A | #N/A | #N/A | #N/A | #N/A | #N/A | #N/A | #N/A | #N/A | #N/A | #N/A | #N/A | #N/A | #N/A | #N/A | #N/A | #N/A | #N/A | #N/A | #N/A | #N/A | #N/A | #N/A | #N/A | #N/A | #N/A | #N/A | #N/A | #N/A | #N/A | #N/A | #N/A | #N/A | #N/A | #N/A | #N/A | #N/A | #N/A | #N/A | #N/A | #N/A | #N/A | #N/A | 1.61 | 1.6 | 1.59 | 1.58 | 1.57 | 1.56 | 1.55 | 1.54 | 1.53 | 1.52 | 1.51 | 1.5 | 1.49 | 1.49 | 1.48 | 1.47 | 1.46 | 1.45 | 1.44 | 1.43 | 1.43 | 1.42 | 1.41 | 1.4 | 1.39 | 1.39 | 1.38 | 1.37 | 1.36 | 1.36 | 1.35 | 1.34 | 1.34 | 1.33 | 1.32 | 1.32 | 1.31 | 1.3 | 1.3 | 1.29 | 1.28 | 1.28 | 1.27 | 1.27 | 1.26 | 1.25 | 1.25 | 1.24 | 1.24 | 1.23 | 1.23 | #N/A | #N/A | #N/A | #N/A | #N/A | #N/A | #N/A | #N/A | #N/A | #N/A
[12 empty] | -47 | 127189.83 | #N/A | 74897.3 | 99212.27 | 101811.84 | #N/A | 544632.14 | #N/A | #N/A |  |  | -47 | 127189.83 | #N/A | 74897.3 | 95489.68 | 101811.84 | #N/A | 544632.14 | #N/A | 767649.1 |  | R134a | 59 | 179 | #N/A | #N/A | #N/A | #N/A | #N/A | #N/A | #N/A | #N/A | #N/A | #N/A | #N/A | #N/A | #N/A | #N/A | #N/A | #N/A | #N/A | #N/A | #N/A | #N/A | #N/A | #N/A | #N/A | #N/A | #N/A | #N/A | #N/A | #N/A | #N/A | #N/A | #N/A | #N/A | #N/A | #N/A | #N/A | #N/A | #N/A | #N/A | #N/A | #N/A | #N/A | #N/A | #N/A | #N/A | #N/A | #N/A | #N/A | #N/A | #N/A | #N/A | #N/A | #N/A | #N/A | #N/A | #N/A | #N/A | #N/A | #N/A | #N/A | #N/A | #N/A | #N/A | #N/A | #N/A | #N/A | #N/A | #N/A | #N/A | #N/A | #N/A | 1.65 | 1.63 | 1.62 | 1.61 | 1.6 | 1.59 | 1.58 | 1.57 | 1.56 | 1.55 | 1.54 | 1.53 | 1.52 | 1.51 | 1.5 | 1.49 | 1.49 | 1.48 | 1.47 | 1.46 | 1.45 | 1.44 | 1.43 | 1.43 | 1.42 | 1.41 | 1.4 | 1.39 | 1.39 | 1.38 | 1.37 | 1.37 | 1.36 | 1.35 | 1.34 | 1.34 | 1.33 | 1.32 | 1.32 | 1.31 | 1.3 | 1.3 | 1.29 | 1.29 | 1.28 | 1.27 | 1.27 | 1.26 | 1.26 | 1.25 | 1.24 | #N/A | #N/A | #N/A | #N/A | #N/A | #N/A | #N/A | #N/A | #N/A | #N/A
[12 empty] | -46 | 133454.45 | #N/A | 78703.41 | 104068.11 | 106784.82 | #N/A | 566542.33 | #N/A | #N/A |  |  | -46 | 133454.45 | #N/A | 78703.41 | 100232.16 | 106784.82 | #N/A | 566542.33 | #N/A | 797979.67 |  | R134a | 60 | 180 | #N/A | #N/A | #N/A | #N/A | #N/A | #N/A | #N/A | #N/A | #N/A | #N/A | #N/A | #N/A | #N/A | #N/A | #N/A | #N/A | #N/A | #N/A | #N/A | #N/A | #N/A | #N/A | #N/A | #N/A | #N/A | #N/A | #N/A | #N/A | #N/A | #N/A | #N/A | #N/A | #N/A | #N/A | #N/A | #N/A | #N/A | #N/A | #N/A | #N/A | #N/A | #N/A | #N/A | #N/A | #N/A | #N/A | #N/A | #N/A | #N/A | #N/A | #N/A | #N/A | #N/A | #N/A | #N/A | #N/A | #N/A | #N/A | #N/A | #N/A | #N/A | #N/A | #N/A | #N/A | #N/A | #N/A | #N/A | #N/A | #N/A | #N/A | 1.68 | 1.67 | 1.66 | 1.65 | 1.63 | 1.62 | 1.61 | 1.6 | 1.59 | 1.58 | 1.57 | 1.56 | 1.55 | 1.54 | 1.53 | 1.52 | 1.51 | 1.5 | 1.49 | 1.49 | 1.48 | 1.47 | 1.46 | 1.45 | 1.44 | 1.44 | 1.43 | 1.42 | 1.41 | 1.4 | 1.4 | 1.39 | 1.38 | 1.37 | 1.37 | 1.36 | 1.35 | 1.35 | 1.34 | 1.33 | 1.33 | 1.32 | 1.31 | 1.31 | 1.3 | 1.29 | 1.29 | 1.28 | 1.28 | 1.27 | 1.26 | #N/A | #N/A | #N/A | #N/A | #N/A | #N/A | #N/A | #N/A | #N/A | #N/A
[12 empty] | -45 | 139960.01 | #N/A | 82662.11 | 109109.01 | 111946.92 | #N/A | 589106.67 | #N/A | #N/A |  |  | -45 | 139960.01 | #N/A | 82662.11 | 105157.94 | 111946.92 | #N/A | 589106.67 | #N/A | 829227.2 |  | R134a | 61 | 181 | #N/A | #N/A | #N/A | #N/A | #N/A | #N/A | #N/A | #N/A | #N/A | #N/A | #N/A | #N/A | #N/A | #N/A | #N/A | #N/A | #N/A | #N/A | #N/A | #N/A | #N/A | #N/A | #N/A | #N/A | #N/A | #N/A | #N/A | #N/A | #N/A | #N/A | #N/A | #N/A | #N/A | #N/A | #N/A | #N/A | #N/A | #N/A | #N/A | #N/A | #N/A | #N/A | #N/A | #N/A | #N/A | #N/A | #N/A | #N/A | #N/A | #N/A | #N/A | #N/A | #N/A | #N/A | #N/A | #N/A | #N/A | #N/A | #N/A | #N/A | #N/A | #N/A | #N/A | #N/A | #N/A | #N/A | #N/A | #N/A | #N/A | #N/A | 1.71 | 1.7 | 1.69 | 1.68 | 1.67 | 1.66 | 1.64 | 1.63 | 1.62 | 1.61 | 1.6 | 1.59 | 1.58 | 1.57 | 1.56 | 1.55 | 1.54 | 1.53 | 1.52 | 1.51 | 1.5 | 1.5 | 1.49 | 1.48 | 1.47 | 1.46 | 1.45 | 1.44 | 1.44 | 1.43 | 1.42 | 1.41 | 1.41 | 1.4 | 1.39 | 1.38 | 1.38 | 1.37 | 1.36 | 1.35 | 1.35 | 1.34 | 1.33 | 1.33 | 1.32 | 1.32 | 1.31 | 1.3 | 1.3 | 1.29 | 1.29 | #N/A | #N/A | #N/A | #N/A | #N/A | #N/A | #N/A | #N/A | #N/A | #N/A
[12 empty] | -44 | 146712.9 | #N/A | 86777.67 | 114339.8 | 117303.12 | #N/A | 612337.27 | #N/A | #N/A |  |  | -44 | 146712.9 | #N/A | 86777.67 | 110271.87 | 117303.12 | #N/A | #N/A | #N/A | 861409.81 |  | R134a | 62 | 182 | #N/A | #N/A | #N/A | #N/A | #N/A | #N/A | #N/A | #N/A | #N/A | #N/A | #N/A | #N/A | #N/A | #N/A | #N/A | #N/A | #N/A | #N/A | #N/A | #N/A | #N/A | #N/A | #N/A | #N/A | #N/A | #N/A | #N/A | #N/A | #N/A | #N/A | #N/A | #N/A | #N/A | #N/A | #N/A | #N/A | #N/A | #N/A | #N/A | #N/A | #N/A | #N/A | #N/A | #N/A | #N/A | #N/A | #N/A | #N/A | #N/A | #N/A | #N/A | #N/A | #N/A | #N/A | #N/A | #N/A | #N/A | #N/A | #N/A | #N/A | #N/A | #N/A | #N/A | #N/A | #N/A | #N/A | #N/A | #N/A | #N/A | #N/A | 1.75 | 1.74 | 1.73 | 1.71 | 1.7 | 1.69 | 1.68 | 1.67 | 1.66 | 1.64 | 1.63 | 1.62 | 1.61 | 1.6 | 1.59 | 1.58 | 1.57 | 1.56 | 1.55 | 1.54 | 1.53 | 1.52 | 1.51 | 1.51 | 1.5 | 1.49 | 1.48 | 1.47 | 1.46 | 1.45 | 1.45 | 1.44 | 1.43 | 1.42 | 1.41 | 1.41 | 1.4 | 1.39 | 1.39 | 1.38 | 1.37 | 1.36 | 1.36 | 1.35 | 1.34 | 1.34 | 1.33 | 1.32 | 1.32 | 1.31 | 1.31 | #N/A | #N/A | #N/A | #N/A | #N/A | #N/A | #N/A | #N/A | #N/A | #N/A
[12 empty] | -43 | 153719.59 | #N/A | 91054.46 | 119765.37 | 122858.43 | #N/A | 636246.35 | #N/A | #N/A |  |  | -43 | 153719.59 | #N/A | 91054.46 | 115578.88 | 122858.43 | #N/A | #N/A | #N/A | 894545.72 |  | R134a | 63 | 183 | #N/A | #N/A | #N/A | #N/A | #N/A | #N/A | #N/A | #N/A | #N/A | #N/A | #N/A | #N/A | #N/A | #N/A | #N/A | #N/A | #N/A | #N/A | #N/A | #N/A | #N/A | #N/A | #N/A | #N/A | #N/A | #N/A | #N/A | #N/A | #N/A | #N/A | #N/A | #N/A | #N/A | #N/A | #N/A | #N/A | #N/A | #N/A | #N/A | #N/A | #N/A | #N/A | #N/A | #N/A | #N/A | #N/A | #N/A | #N/A | #N/A | #N/A | #N/A | #N/A | #N/A | #N/A | #N/A | #N/A | #N/A | #N/A | #N/A | #N/A | #N/A | #N/A | #N/A | #N/A | #N/A | #N/A | #N/A | #N/A | #N/A | #N/A | 1.79 | 1.78 | 1.76 | 1.75 | 1.74 | 1.73 | 1.71 | 1.7 | 1.69 | 1.68 | 1.67 | 1.66 | 1.65 | 1.63 | 1.62 | 1.61 | 1.6 | 1.59 | 1.58 | 1.57 | 1.56 | 1.55 | 1.54 | 1.53 | 1.53 | 1.52 | 1.51 | 1.5 | 1.49 | 1.48 | 1.47 | 1.46 | 1.46 | 1.45 | 1.44 | 1.43 | 1.43 | 1.42 | 1.41 | 1.4 | 1.4 | 1.39 | 1.38 | 1.37 | 1.37 | 1.36 | 1.35 | 1.35 | 1.34 | 1.33 | 1.33 | #N/A | #N/A | #N/A | #N/A | #N/A | #N/A | #N/A | #N/A | #N/A | #N/A
[12 empty] | -42 | 160986.63 | #N/A | 95496.87 | 125390.66 | 128617.94 | #N/A | 660846.21 | #N/A | #N/A |  |  | -42 | 160986.63 | #N/A | 95496.87 | 121083.93 | 128617.94 | #N/A | #N/A | #N/A | 928653.27 |  | R134a | 64 | 184 | #N/A | #N/A | #N/A | #N/A | #N/A | #N/A | #N/A | #N/A | #N/A | #N/A | #N/A | #N/A | #N/A | #N/A | #N/A | #N/A | #N/A | #N/A | #N/A | #N/A | #N/A | #N/A | #N/A | #N/A | #N/A | #N/A | #N/A | #N/A | #N/A | #N/A | #N/A | #N/A | #N/A | #N/A | #N/A | #N/A | #N/A | #N/A | #N/A | #N/A | #N/A | #N/A | #N/A | #N/A | #N/A | #N/A | #N/A | #N/A | #N/A | #N/A | #N/A | #N/A | #N/A | #N/A | #N/A | #N/A | #N/A | #N/A | #N/A | #N/A | #N/A | #N/A | #N/A | #N/A | #N/A | #N/A | #N/A | #N/A | #N/A | #N/A | 1.83 | 1.82 | 1.8 | 1.79 | 1.78 | 1.76 | 1.75 | 1.74 | 1.73 | 1.71 | 1.7 | 1.69 | 1.68 | 1.67 | 1.66 | 1.65 | 1.64 | 1.62 | 1.61 | 1.6 | 1.59 | 1.58 | 1.57 | 1.56 | 1.55 | 1.55 | 1.54 | 1.53 | 1.52 | 1.51 | 1.5 | 1.49 | 1.48 | 1.48 | 1.47 | 1.46 | 1.45 | 1.44 | 1.44 | 1.43 | 1.42 | 1.41 | 1.41 | 1.4 | 1.39 | 1.38 | 1.38 | 1.37 | 1.36 | 1.36 | 1.35 | #N/A | #N/A | #N/A | #N/A | #N/A | #N/A | #N/A | #N/A | #N/A | #N/A
[12 empty] | -41 | 168520.63 | #N/A | 100109.38 | 131220.67 | 134586.78 | #N/A | 686149.25 | #N/A | #N/A |  |  | -41 | 168520.63 | #N/A | 100109.38 | 126792.06 | 134586.78 | #N/A | #N/A | #N/A | 963750.88 |  | R134a | 65 | 185 | #N/A | #N/A | #N/A | #N/A | #N/A | #N/A | #N/A | #N/A | #N/A | #N/A | #N/A | #N/A | #N/A | #N/A | #N/A | #N/A | #N/A | #N/A | #N/A | #N/A | #N/A | #N/A | #N/A | #N/A | #N/A | #N/A | #N/A | #N/A | #N/A | #N/A | #N/A | #N/A | #N/A | #N/A | #N/A | #N/A | #N/A | #N/A | #N/A | #N/A | #N/A | #N/A | #N/A | #N/A | #N/A | #N/A | #N/A | #N/A | #N/A | #N/A | #N/A | #N/A | #N/A | #N/A | #N/A | #N/A | #N/A | #N/A | #N/A | #N/A | #N/A | #N/A | #N/A | #N/A | #N/A | #N/A | #N/A | #N/A | #N/A | #N/A | 1.87 | 1.86 | 1.84 | 1.83 | 1.82 | 1.8 | 1.79 | 1.78 | 1.76 | 1.75 | 1.74 | 1.73 | 1.72 | 1.7 | 1.69 | 1.68 | 1.67 | 1.66 | 1.65 | 1.64 | 1.63 | 1.62 | 1.61 | 1.6 | 1.59 | 1.58 | 1.57 | 1.56 | 1.55 | 1.54 | 1.53 | 1.52 | 1.51 | 1.5 | 1.49 | 1.49 | 1.48 | 1.47 | 1.46 | 1.45 | 1.45 | 1.44 | 1.43 | 1.42 | 1.42 | 1.41 | 1.4 | 1.4 | 1.39 | 1.38 | 1.38 | #N/A | #N/A | #N/A | #N/A | #N/A | #N/A | #N/A | #N/A | #N/A | #N/A
[12 empty] | -40 | 176328.31 | #N/A | 104896.5 | 137260.46 | 140770.14 | #N/A | 712167.98 | #N/A | 999857.08 |  |  | -40 | 176328.31 | #N/A | 104896.5 | 132708.35 | 140770.14 | #N/A | #N/A | #N/A | 999857.08 |  | R134a | 66 | 186 | #N/A | #N/A | #N/A | #N/A | #N/A | #N/A | #N/A | #N/A | #N/A | #N/A | #N/A | #N/A | #N/A | #N/A | #N/A | #N/A | #N/A | #N/A | #N/A | #N/A | #N/A | #N/A | #N/A | #N/A | #N/A | #N/A | #N/A | #N/A | #N/A | #N/A | #N/A | #N/A | #N/A | #N/A | #N/A | #N/A | #N/A | #N/A | #N/A | #N/A | #N/A | #N/A | #N/A | #N/A | #N/A | #N/A | #N/A | #N/A | #N/A | #N/A | #N/A | #N/A | #N/A | #N/A | #N/A | #N/A | #N/A | #N/A | #N/A | #N/A | #N/A | #N/A | #N/A | #N/A | #N/A | #N/A | #N/A | #N/A | #N/A | #N/A | 1.92 | 1.9 | 1.89 | 1.87 | 1.86 | 1.84 | 1.83 | 1.82 | 1.8 | 1.79 | 1.78 | 1.76 | 1.75 | 1.74 | 1.73 | 1.72 | 1.7 | 1.69 | 1.68 | 1.67 | 1.66 | 1.65 | 1.64 | 1.63 | 1.62 | 1.61 | 1.6 | 1.59 | 1.58 | 1.57 | 1.56 | 1.55 | 1.54 | 1.53 | 1.52 | 1.52 | 1.51 | 1.5 | 1.49 | 1.48 | 1.47 | 1.47 | 1.46 | 1.45 | 1.44 | 1.44 | 1.43 | 1.42 | 1.41 | 1.41 | 1.4 | #N/A | #N/A | #N/A | #N/A | #N/A | #N/A | #N/A | #N/A | #N/A | #N/A
[12 empty] | -39 | 184416.44 | #N/A | 109862.8 | 143515.12 | 147173.28 | #N/A | 738915 | #N/A | 1036990.49 |  |  | -39 | 184416.44 | #N/A | 109862.8 | 138837.95 | 147173.28 | #N/A | #N/A | #N/A | 1036990.49 |  | R134a | 67 | 187 | #N/A | #N/A | #N/A | #N/A | #N/A | #N/A | #N/A | #N/A | #N/A | #N/A | #N/A | #N/A | #N/A | #N/A | #N/A | #N/A | #N/A | #N/A | #N/A | #N/A | #N/A | #N/A | #N/A | #N/A | #N/A | #N/A | #N/A | #N/A | #N/A | #N/A | #N/A | #N/A | #N/A | #N/A | #N/A | #N/A | #N/A | #N/A | #N/A | #N/A | #N/A | #N/A | #N/A | #N/A | #N/A | #N/A | #N/A | #N/A | #N/A | #N/A | #N/A | #N/A | #N/A | #N/A | #N/A | #N/A | #N/A | #N/A | #N/A | #N/A | #N/A | #N/A | #N/A | #N/A | #N/A | #N/A | #N/A | #N/A | #N/A | #N/A | 1.96 | 1.95 | 1.93 | 1.92 | 1.9 | 1.89 | 1.87 | 1.86 | 1.84 | 1.83 | 1.82 | 1.8 | 1.79 | 1.78 | 1.77 | 1.75 | 1.74 | 1.73 | 1.72 | 1.71 | 1.7 | 1.68 | 1.67 | 1.66 | 1.65 | 1.64 | 1.63 | 1.62 | 1.61 | 1.6 | 1.59 | 1.58 | 1.57 | 1.56 | 1.55 | 1.54 | 1.54 | 1.53 | 1.52 | 1.51 | 1.5 | 1.49 | 1.49 | 1.48 | 1.47 | 1.46 | 1.45 | 1.45 | 1.44 | 1.43 | 1.43 | #N/A | #N/A | #N/A | #N/A | #N/A | #N/A | #N/A | #N/A | #N/A | #N/A
[12 empty] | -38 | 192791.86 | #N/A | 115012.91 | 149989.81 | 153801.5 | #N/A | 766403.02 | #N/A | 1075169.83 |  |  | -38 | 192791.86 | #N/A | 115012.91 | 145186.05 | 153801.5 | #N/A | #N/A | #N/A | 1075169.83 |  | R134a | 68 | 188 | #N/A | #N/A | #N/A | #N/A | #N/A | #N/A | #N/A | #N/A | #N/A | #N/A | #N/A | #N/A | #N/A | #N/A | #N/A | #N/A | #N/A | #N/A | #N/A | #N/A | #N/A | #N/A | #N/A | #N/A | #N/A | #N/A | #N/A | #N/A | #N/A | #N/A | #N/A | #N/A | #N/A | #N/A | #N/A | #N/A | #N/A | #N/A | #N/A | #N/A | #N/A | #N/A | #N/A | #N/A | #N/A | #N/A | #N/A | #N/A | #N/A | #N/A | #N/A | #N/A | #N/A | #N/A | #N/A | #N/A | #N/A | #N/A | #N/A | #N/A | #N/A | #N/A | #N/A | #N/A | #N/A | #N/A | #N/A | #N/A | #N/A | #N/A | 2.01 | 1.99 | 1.98 | 1.96 | 1.95 | 1.93 | 1.92 | 1.9 | 1.89 | 1.87 | 1.86 | 1.85 | 1.83 | 1.82 | 1.81 | 1.79 | 1.78 | 1.77 | 1.76 | 1.74 | 1.73 | 1.72 | 1.71 | 1.7 | 1.69 | 1.68 | 1.67 | 1.65 | 1.64 | 1.63 | 1.62 | 1.61 | 1.6 | 1.59 | 1.59 | 1.58 | 1.57 | 1.56 | 1.55 | 1.54 | 1.53 | 1.52 | 1.51 | 1.51 | 1.5 | 1.49 | 1.48 | 1.47 | 1.47 | 1.46 | 1.45 | #N/A | #N/A | #N/A | #N/A | #N/A | #N/A | #N/A | #N/A | #N/A | #N/A
[12 empty] | -37 | 201461.52 | #N/A | 120351.52 | 156689.75 | 160660.16 | #N/A | 794644.88 | #N/A | 1114413.9 |  |  | -37 | 201461.52 | #N/A | 120351.52 | 151757.88 | 160660.16 | #N/A | #N/A | #N/A | 1114413.9 |  | R134a | 69 | 189 | #N/A | #N/A | #N/A | #N/A | #N/A | #N/A | #N/A | #N/A | #N/A | #N/A | #N/A | #N/A | #N/A | #N/A | #N/A | #N/A | #N/A | #N/A | #N/A | #N/A | #N/A | #N/A | #N/A | #N/A | #N/A | #N/A | #N/A | #N/A | #N/A | #N/A | #N/A | #N/A | #N/A | #N/A | #N/A | #N/A | #N/A | #N/A | #N/A | #N/A | #N/A | #N/A | #N/A | #N/A | #N/A | #N/A | #N/A | #N/A | #N/A | #N/A | #N/A | #N/A | #N/A | #N/A | #N/A | #N/A | #N/A | #N/A | #N/A | #N/A | #N/A | #N/A | #N/A | #N/A | #N/A | #N/A | #N/A | #N/A | #N/A | #N/A | 2.06 | 2.04 | 2.03 | 2.01 | 2 | 1.98 | 1.96 | 1.95 | 1.93 | 1.92 | 1.9 | 1.89 | 1.88 | 1.86 | 1.85 | 1.84 | 1.82 | 1.81 | 1.8 | 1.78 | 1.77 | 1.76 | 1.75 | 1.74 | 1.72 | 1.71 | 1.7 | 1.69 | 1.68 | 1.67 | 1.66 | 1.65 | 1.64 | 1.63 | 1.62 | 1.61 | 1.6 | 1.59 | 1.58 | 1.57 | 1.56 | 1.55 | 1.54 | 1.54 | 1.53 | 1.52 | 1.51 | 1.5 | 1.5 | 1.49 | 1.48 | #N/A | #N/A | #N/A | #N/A | #N/A | #N/A | #N/A | #N/A | #N/A | #N/A
[12 empty] | -36 | 210432.41 | #N/A | 125883.35 | 163620.17 | 167754.66 | #N/A | 823653.54 | #N/A | 1154741.58 |  |  | -36 | 210432.41 | #N/A | 125883.35 | 158558.76 | 167754.66 | #N/A | #N/A | #N/A | 1154741.58 |  | R134a | 70 | 190 | #N/A | #N/A | #N/A | #N/A | #N/A | #N/A | #N/A | #N/A | #N/A | #N/A | #N/A | #N/A | #N/A | #N/A | #N/A | #N/A | #N/A | #N/A | #N/A | #N/A | #N/A | #N/A | #N/A | #N/A | #N/A | #N/A | #N/A | #N/A | #N/A | #N/A | #N/A | #N/A | #N/A | #N/A | #N/A | #N/A | #N/A | #N/A | #N/A | #N/A | #N/A | #N/A | #N/A | #N/A | #N/A | #N/A | #N/A | #N/A | #N/A | #N/A | #N/A | #N/A | #N/A | #N/A | #N/A | #N/A | #N/A | #N/A | #N/A | #N/A | #N/A | #N/A | #N/A | #N/A | #N/A | #N/A | #N/A | #N/A | #N/A | #N/A | 2.12 | 2.1 | 2.08 | 2.06 | 2.05 | 2.03 | 2.01 | 2 | 1.98 | 1.97 | 1.95 | 1.94 | 1.92 | 1.91 | 1.89 | 1.88 | 1.86 | 1.85 | 1.84 | 1.82 | 1.81 | 1.8 | 1.79 | 1.77 | 1.76 | 1.75 | 1.74 | 1.73 | 1.72 | 1.71 | 1.69 | 1.68 | 1.67 | 1.66 | 1.65 | 1.64 | 1.63 | 1.62 | 1.61 | 1.6 | 1.59 | 1.59 | 1.58 | 1.57 | 1.56 | 1.55 | 1.54 | 1.53 | 1.53 | 1.52 | 1.51 | #N/A | #N/A | #N/A | #N/A | #N/A | #N/A | #N/A | #N/A | #N/A | #N/A
[12 empty] | -35 | 219711.6 | #N/A | 131613.2 | 170786.4 | 175090.47 | #N/A | 853442.06 | #N/A | 1196171.83 |  |  | -35 | 219711.6 | #N/A | 131613.2 | 165594.01 | 175090.47 | #N/A | #N/A | #N/A | 1196171.83 |  | R134a | 71 | 191 | #N/A | #N/A | #N/A | #N/A | #N/A | #N/A | #N/A | #N/A | #N/A | #N/A | #N/A | #N/A | #N/A | #N/A | #N/A | #N/A | #N/A | #N/A | #N/A | #N/A | #N/A | #N/A | #N/A | #N/A | #N/A | #N/A | #N/A | #N/A | #N/A | #N/A | #N/A | #N/A | #N/A | #N/A | #N/A | #N/A | #N/A | #N/A | #N/A | #N/A | #N/A | #N/A | #N/A | #N/A | #N/A | #N/A | #N/A | #N/A | #N/A | #N/A | #N/A | #N/A | #N/A | #N/A | #N/A | #N/A | #N/A | #N/A | #N/A | #N/A | #N/A | #N/A | #N/A | #N/A | #N/A | #N/A | #N/A | #N/A | #N/A | #N/A | 2.17 | 2.16 | 2.14 | 2.12 | 2.1 | 2.08 | 2.07 | 2.05 | 2.03 | 2.02 | 2 | 1.98 | 1.97 | 1.95 | 1.94 | 1.92 | 1.91 | 1.9 | 1.88 | 1.87 | 1.86 | 1.84 | 1.83 | 1.82 | 1.8 | 1.79 | 1.78 | 1.77 | 1.76 | 1.74 | 1.73 | 1.72 | 1.71 | 1.7 | 1.69 | 1.68 | 1.67 | 1.66 | 1.65 | 1.64 | 1.63 | 1.62 | 1.61 | 1.6 | 1.59 | 1.58 | 1.57 | 1.56 | 1.56 | 1.55 | 1.54 | #N/A | #N/A | #N/A | #N/A | #N/A | #N/A | #N/A | #N/A | #N/A | #N/A
[12 empty] | -34 | 229306.25 | #N/A | 137545.88 | 178193.77 | 182673.1 | #N/A | 884023.67 | #N/A | 1238723.7 |  |  | -34 | 229306.25 | #N/A | 137545.88 | 172869.05 | 182673.1 | #N/A | #N/A | #N/A | 1238723.7 |  | R134a | 72 | 192 | #N/A | #N/A | #N/A | #N/A | #N/A | #N/A | #N/A | #N/A | #N/A | #N/A | #N/A | #N/A | #N/A | #N/A | #N/A | #N/A | #N/A | #N/A | #N/A | #N/A | #N/A | #N/A | #N/A | #N/A | #N/A | #N/A | #N/A | #N/A | #N/A | #N/A | #N/A | #N/A | #N/A | #N/A | #N/A | #N/A | #N/A | #N/A | #N/A | #N/A | #N/A | #N/A | #N/A | #N/A | #N/A | #N/A | #N/A | #N/A | #N/A | #N/A | #N/A | #N/A | #N/A | #N/A | #N/A | #N/A | #N/A | #N/A | #N/A | #N/A | #N/A | #N/A | #N/A | #N/A | #N/A | #N/A | #N/A | #N/A | #N/A | #N/A | 2.24 | 2.22 | 2.2 | 2.18 | 2.16 | 2.14 | 2.12 | 2.1 | 2.09 | 2.07 | 2.05 | 2.04 | 2.02 | 2 | 1.99 | 1.97 | 1.96 | 1.94 | 1.93 | 1.91 | 1.9 | 1.89 | 1.87 | 1.86 | 1.85 | 1.83 | 1.82 | 1.81 | 1.8 | 1.78 | 1.77 | 1.76 | 1.75 | 1.74 | 1.73 | 1.72 | 1.7 | 1.69 | 1.68 | 1.67 | 1.66 | 1.65 | 1.64 | 1.63 | 1.63 | 1.62 | 1.61 | 1.6 | 1.59 | 1.58 | 1.57 | #N/A | #N/A | #N/A | #N/A | #N/A | #N/A | #N/A | #N/A | #N/A | #N/A
[12 empty] | -33 | 239223.57 | #N/A | 143686.3 | 185847.71 | 190508.11 | #N/A | 915411.73 | #N/A | 1282416.29 |  |  | -33 | 239223.57 | #N/A | 143686.3 | 180389.32 | 190508.11 | #N/A | #N/A | #N/A | 1282416.29 |  | R134a | 73 | 193 | #N/A | #N/A | #N/A | #N/A | #N/A | #N/A | #N/A | #N/A | #N/A | #N/A | #N/A | #N/A | #N/A | #N/A | #N/A | #N/A | #N/A | #N/A | #N/A | #N/A | #N/A | #N/A | #N/A | #N/A | #N/A | #N/A | #N/A | #N/A | #N/A | #N/A | #N/A | #N/A | #N/A | #N/A | #N/A | #N/A | #N/A | #N/A | #N/A | #N/A | #N/A | #N/A | #N/A | #N/A | #N/A | #N/A | #N/A | #N/A | #N/A | #N/A | #N/A | #N/A | #N/A | #N/A | #N/A | #N/A | #N/A | #N/A | #N/A | #N/A | #N/A | #N/A | #N/A | #N/A | #N/A | #N/A | #N/A | #N/A | #N/A | #N/A | 2.3 | 2.28 | 2.26 | 2.24 | 2.22 | 2.2 | 2.18 | 2.16 | 2.14 | 2.13 | 2.11 | 2.09 | 2.07 | 2.06 | 2.04 | 2.02 | 2.01 | 1.99 | 1.98 | 1.96 | 1.95 | 1.93 | 1.92 | 1.91 | 1.89 | 1.88 | 1.86 | 1.85 | 1.84 | 1.83 | 1.81 | 1.8 | 1.79 | 1.78 | 1.77 | 1.76 | 1.74 | 1.73 | 1.72 | 1.71 | 1.7 | 1.69 | 1.68 | 1.67 | 1.66 | 1.65 | 1.64 | 1.63 | 1.62 | 1.61 | 1.61 | #N/A | #N/A | #N/A | #N/A | #N/A | #N/A | #N/A | #N/A | #N/A | #N/A
[12 empty] | -32 | 249470.87 | #N/A | 150039.39 | 193753.65 | 198601.11 | #N/A | 947619.72 | #N/A | 1327268.77 |  |  | -32 | 249470.87 | #N/A | 150039.39 | 188160.3 | 198601.11 | #N/A | #N/A | #N/A | 1327268.77 |  | R134a | 74 | 194 | #N/A | #N/A | #N/A | #N/A | #N/A | #N/A | #N/A | #N/A | #N/A | #N/A | #N/A | #N/A | #N/A | #N/A | #N/A | #N/A | #N/A | #N/A | #N/A | #N/A | #N/A | #N/A | #N/A | #N/A | #N/A | #N/A | #N/A | #N/A | #N/A | #N/A | #N/A | #N/A | #N/A | #N/A | #N/A | #N/A | #N/A | #N/A | #N/A | #N/A | #N/A | #N/A | #N/A | #N/A | #N/A | #N/A | #N/A | #N/A | #N/A | #N/A | #N/A | #N/A | #N/A | #N/A | #N/A | #N/A | #N/A | #N/A | #N/A | #N/A | #N/A | #N/A | #N/A | #N/A | #N/A | #N/A | #N/A | #N/A | #N/A | #N/A | 2.37 | 2.35 | 2.33 | 2.3 | 2.28 | 2.26 | 2.24 | 2.22 | 2.2 | 2.19 | 2.17 | 2.15 | 2.13 | 2.11 | 2.1 | 2.08 | 2.06 | 2.05 | 2.03 | 2.01 | 2 | 1.98 | 1.97 | 1.95 | 1.94 | 1.93 | 1.91 | 1.9 | 1.88 | 1.87 | 1.86 | 1.85 | 1.83 | 1.82 | 1.81 | 1.8 | 1.78 | 1.77 | 1.76 | 1.75 | 1.74 | 1.73 | 1.72 | 1.71 | 1.7 | 1.69 | 1.68 | 1.67 | 1.66 | 1.65 | 1.64 | #N/A | #N/A | #N/A | #N/A | #N/A | #N/A | #N/A | #N/A | #N/A | #N/A
[12 empty] | -31 | 260055.5 | #N/A | 156610.12 | 201917.1 | 206957.74 | #N/A | 980661.31 | #N/A | 1373300.39 |  |  | -31 | 260055.5 | #N/A | 156610.12 | 196187.55 | 206957.74 | #N/A | #N/A | #N/A | 1373300.39 |  | R134a | 75 | 195 | #N/A | #N/A | #N/A | #N/A | #N/A | #N/A | #N/A | #N/A | #N/A | #N/A | #N/A | #N/A | #N/A | #N/A | #N/A | #N/A | #N/A | #N/A | #N/A | #N/A | #N/A | #N/A | #N/A | #N/A | #N/A | #N/A | #N/A | #N/A | #N/A | #N/A | #N/A | #N/A | #N/A | #N/A | #N/A | #N/A | #N/A | #N/A | #N/A | #N/A | #N/A | #N/A | #N/A | #N/A | #N/A | #N/A | #N/A | #N/A | #N/A | #N/A | #N/A | #N/A | #N/A | #N/A | #N/A | #N/A | #N/A | #N/A | #N/A | #N/A | #N/A | #N/A | #N/A | #N/A | #N/A | #N/A | #N/A | #N/A | #N/A | #N/A | 2.44 | 2.42 | 2.4 | 2.37 | 2.35 | 2.33 | 2.31 | 2.29 | 2.27 | 2.25 | 2.23 | 2.21 | 2.19 | 2.17 | 2.15 | 2.14 | 2.12 | 2.1 | 2.08 | 2.07 | 2.05 | 2.04 | 2.02 | 2.01 | 1.99 | 1.98 | 1.96 | 1.95 | 1.93 | 1.92 | 1.9 | 1.89 | 1.88 | 1.87 | 1.85 | 1.84 | 1.83 | 1.82 | 1.8 | 1.79 | 1.78 | 1.77 | 1.76 | 1.75 | 1.74 | 1.73 | 1.72 | 1.71 | 1.7 | 1.69 | 1.68 | #N/A | #N/A | #N/A | #N/A | #N/A | #N/A | #N/A | #N/A | #N/A | #N/A
[12 empty] | -30 | 270984.91 | #N/A | 163403.53 | 210343.58 | 215583.73 | #N/A | 1014550.32 | #N/A | 1420530.45 |  |  | -30 | 270984.91 | 84365.39 | 163403.53 | 204476.63 | 215583.73 | 139214.32 | #N/A | #N/A | 1420530.45 |  | R134a | 76 | 196 | #N/A | #N/A | #N/A | #N/A | #N/A | #N/A | #N/A | #N/A | #N/A | #N/A | #N/A | #N/A | #N/A | #N/A | #N/A | #N/A | #N/A | #N/A | #N/A | #N/A | #N/A | #N/A | #N/A | #N/A | #N/A | #N/A | #N/A | #N/A | #N/A | #N/A | #N/A | #N/A | #N/A | #N/A | #N/A | #N/A | #N/A | #N/A | #N/A | #N/A | #N/A | #N/A | #N/A | #N/A | #N/A | #N/A | #N/A | #N/A | #N/A | #N/A | #N/A | #N/A | #N/A | #N/A | #N/A | #N/A | #N/A | #N/A | #N/A | #N/A | #N/A | #N/A | #N/A | #N/A | #N/A | #N/A | #N/A | #N/A | #N/A | #N/A | 2.52 | 2.5 | 2.47 | 2.45 | 2.43 | 2.4 | 2.38 | 2.36 | 2.34 | 2.32 | 2.3 | 2.28 | 2.26 | 2.24 | 2.22 | 2.2 | 2.18 | 2.16 | 2.14 | 2.13 | 2.11 | 2.09 | 2.08 | 2.06 | 2.04 | 2.03 | 2.01 | 2 | 1.98 | 1.97 | 1.95 | 1.94 | 1.93 | 1.91 | 1.9 | 1.89 | 1.87 | 1.86 | 1.85 | 1.84 | 1.82 | 1.81 | 1.8 | 1.79 | 1.78 | 1.77 | 1.76 | 1.75 | 1.74 | 1.73 | 1.72 | #N/A | #N/A | #N/A | #N/A | #N/A | #N/A | #N/A | #N/A | #N/A | #N/A
[12 empty] | -29 | 282266.61 | #N/A | 170424.69 | 219038.7 | 224484.8 | #N/A | 1049300.73 | #N/A | 1468978.29 |  |  | -29 | 282266.61 | 88450.78 | 170424.69 | 213033.2 | 224484.8 | 145694.52 | #N/A | #N/A | 1468978.29 |  | R134a | 77 | 197 | #N/A | #N/A | #N/A | #N/A | #N/A | #N/A | #N/A | #N/A | #N/A | #N/A | #N/A | #N/A | #N/A | #N/A | #N/A | #N/A | #N/A | #N/A | #N/A | #N/A | #N/A | #N/A | #N/A | #N/A | #N/A | #N/A | #N/A | #N/A | #N/A | #N/A | #N/A | #N/A | #N/A | #N/A | #N/A | #N/A | #N/A | #N/A | #N/A | #N/A | #N/A | #N/A | #N/A | #N/A | #N/A | #N/A | #N/A | #N/A | #N/A | #N/A | #N/A | #N/A | #N/A | #N/A | #N/A | #N/A | #N/A | #N/A | #N/A | #N/A | #N/A | #N/A | #N/A | #N/A | #N/A | #N/A | #N/A | #N/A | #N/A | #N/A | 2.61 | 2.58 | 2.56 | 2.53 | 2.51 | 2.48 | 2.46 | 2.43 | 2.41 | 2.39 | 2.37 | 2.34 | 2.32 | 2.3 | 2.28 | 2.26 | 2.24 | 2.22 | 2.21 | 2.19 | 2.17 | 2.15 | 2.13 | 2.12 | 2.1 | 2.08 | 2.07 | 2.05 | 2.04 | 2.02 | 2.01 | 1.99 | 1.98 | 1.96 | 1.95 | 1.94 | 1.92 | 1.91 | 1.9 | 1.88 | 1.87 | 1.86 | 1.85 | 1.83 | 1.82 | 1.81 | 1.8 | 1.79 | 1.78 | 1.77 | 1.76 | #N/A | #N/A | #N/A | #N/A | #N/A | #N/A | #N/A | #N/A | #N/A | #N/A
[12 empty] | -28 | 293908.17 | #N/A | 177678.72 | 228008.08 | 233666.76 | #N/A | 1084926.73 | #N/A | 1518663.32 |  |  | -28 | 293908.17 | 92691.84 | 177678.72 | 221862.92 | 233666.76 | 152409.38 | #N/A | #N/A | 1518663.32 |  | R134a | 78 | 198 | #N/A | #N/A | #N/A | #N/A | #N/A | #N/A | #N/A | #N/A | #N/A | #N/A | #N/A | #N/A | #N/A | #N/A | #N/A | #N/A | #N/A | #N/A | #N/A | #N/A | #N/A | #N/A | #N/A | #N/A | #N/A | #N/A | #N/A | #N/A | #N/A | #N/A | #N/A | #N/A | #N/A | #N/A | #N/A | #N/A | #N/A | #N/A | #N/A | #N/A | #N/A | #N/A | #N/A | #N/A | #N/A | #N/A | #N/A | #N/A | #N/A | #N/A | #N/A | #N/A | #N/A | #N/A | #N/A | #N/A | #N/A | #N/A | #N/A | #N/A | #N/A | #N/A | #N/A | #N/A | #N/A | #N/A | #N/A | #N/A | #N/A | #N/A | 2.7 | 2.67 | 2.64 | 2.62 | 2.59 | 2.56 | 2.54 | 2.51 | 2.49 | 2.47 | 2.44 | 2.42 | 2.4 | 2.38 | 2.35 | 2.33 | 2.31 | 2.29 | 2.27 | 2.25 | 2.23 | 2.22 | 2.2 | 2.18 | 2.16 | 2.14 | 2.13 | 2.11 | 2.09 | 2.08 | 2.06 | 2.05 | 2.03 | 2.02 | 2 | 1.99 | 1.97 | 1.96 | 1.95 | 1.93 | 1.92 | 1.91 | 1.89 | 1.88 | 1.87 | 1.86 | 1.85 | 1.83 | 1.82 | 1.81 | 1.8 | #N/A | #N/A | #N/A | #N/A | #N/A | #N/A | #N/A | #N/A | #N/A | #N/A
[12 empty] | -27 | 305917.24 | #N/A | 185170.8 | 237257.4 | 243135.44 | #N/A | 1121442.68 | #N/A | 1569605 |  |  | -27 | 305917.24 | 97092.72 | 185170.8 | 230971.52 | 243135.44 | 159364.73 | #N/A | #N/A | 1569605 |  | R134a | 79 | 199 | #N/A | #N/A | #N/A | #N/A | #N/A | #N/A | #N/A | #N/A | #N/A | #N/A | #N/A | #N/A | #N/A | #N/A | #N/A | #N/A | #N/A | #N/A | #N/A | #N/A | #N/A | #N/A | #N/A | #N/A | #N/A | #N/A | #N/A | #N/A | #N/A | #N/A | #N/A | #N/A | #N/A | #N/A | #N/A | #N/A | #N/A | #N/A | #N/A | #N/A | #N/A | #N/A | #N/A | #N/A | #N/A | #N/A | #N/A | #N/A | #N/A | #N/A | #N/A | #N/A | #N/A | #N/A | #N/A | #N/A | #N/A | #N/A | #N/A | #N/A | #N/A | #N/A | #N/A | #N/A | #N/A | #N/A | #N/A | #N/A | #N/A | #N/A | 2.8 | 2.77 | 2.74 | 2.71 | 2.68 | 2.65 | 2.63 | 2.6 | 2.57 | 2.55 | 2.52 | 2.5 | 2.48 | 2.45 | 2.43 | 2.41 | 2.39 | 2.36 | 2.34 | 2.32 | 2.3 | 2.28 | 2.26 | 2.24 | 2.23 | 2.21 | 2.19 | 2.17 | 2.16 | 2.14 | 2.12 | 2.11 | 2.09 | 2.07 | 2.06 | 2.04 | 2.03 | 2.01 | 2 | 1.99 | 1.97 | 1.96 | 1.94 | 1.93 | 1.92 | 1.91 | 1.89 | 1.88 | 1.87 | 1.86 | 1.85 | #N/A | #N/A | #N/A | #N/A | #N/A | #N/A | #N/A | #N/A | #N/A | #N/A
[12 empty] | -26 | 318301.55 | #N/A | 192906.12 | 246792.38 | 252896.72 | #N/A | 1158863.14 | #N/A | 1621822.83 |  |  | -26 | 318301.55 | 101657.63 | 192906.12 | 240364.75 | 252896.72 | 166566.45 | #N/A | #N/A | 1621822.83 |  | R134a | 80 | 200 | #N/A | #N/A | #N/A | #N/A | #N/A | #N/A | #N/A | #N/A | #N/A | #N/A | #N/A | #N/A | #N/A | #N/A | #N/A | #N/A | #N/A | #N/A | #N/A | #N/A | #N/A | #N/A | #N/A | #N/A | #N/A | #N/A | #N/A | #N/A | #N/A | #N/A | #N/A | #N/A | #N/A | #N/A | #N/A | #N/A | #N/A | #N/A | #N/A | #N/A | #N/A | #N/A | #N/A | #N/A | #N/A | #N/A | #N/A | #N/A | #N/A | #N/A | #N/A | #N/A | #N/A | #N/A | #N/A | #N/A | #N/A | #N/A | #N/A | #N/A | #N/A | #N/A | #N/A | #N/A | #N/A | #N/A | #N/A | #N/A | #N/A | #N/A | 2.91 | 2.87 | 2.84 | 2.81 | 2.78 | 2.75 | 2.72 | 2.69 | 2.67 | 2.64 | 2.61 | 2.59 | 2.56 | 2.54 | 2.51 | 2.49 | 2.47 | 2.44 | 2.42 | 2.4 | 2.38 | 2.36 | 2.34 | 2.32 | 2.3 | 2.28 | 2.26 | 2.24 | 2.22 | 2.2 | 2.19 | 2.17 | 2.15 | 2.13 | 2.12 | 2.1 | 2.09 | 2.07 | 2.06 | 2.04 | 2.03 | 2.01 | 2 | 1.99 | 1.97 | 1.96 | 1.95 | 1.93 | 1.92 | 1.91 | 1.9 | #N/A | #N/A | #N/A | #N/A | #N/A | #N/A | #N/A | #N/A | #N/A | #N/A
[12 empty] | -25 | 331068.89 | #N/A | 200889.96 | 256618.78 | 262956.5 | #N/A | 1197202.88 | #N/A | 1675336.33 |  |  | -25 | 331068.89 | 106390.82 | 200889.96 | 250048.43 | 262956.5 | 174020.49 | #N/A | #N/A | 1675336.33 |  | R22 | -50 | 210 | #N/A | #N/A | #N/A | #N/A | #N/A | #N/A | #N/A | #N/A | #N/A | #N/A | #N/A | #N/A | #N/A | #N/A | #N/A | #N/A | #N/A | #N/A | #N/A | #N/A | #N/A | #N/A | #N/A | #N/A | #N/A | #N/A | #N/A | #N/A | #N/A | #N/A | 0.62 | 0.62 | 0.62 | 0.62 | 0.62 | 0.62 | 0.61 | 0.61 | 0.61 | 0.61 | 0.61 | 0.61 | 0.61 | 0.61 | 0.6 | 0.6 | 0.6 | 0.6 | 0.6 | 0.6 | 0.6 | 0.6 | 0.59 | 0.59 | 0.59 | 0.59 | 0.59 | 0.59 | 0.59 | 0.59 | 0.59 | 0.58 | 0.58 | 0.58 | 0.58 | 0.58 | 0.58 | 0.58 | 0.58 | 0.58 | 0.57 | 0.57 | 0.57 | 0.57 | 0.57 | 0.57 | 0.57 | 0.57 | 0.57 | 0.57 | 0.56 | 0.56 | 0.56 | 0.56 | 0.56 | 0.56 | 0.56 | 0.56 | 0.56 | 0.56 | 0.56 | 0.55 | 0.55 | 0.55 | 0.55 | 0.55 | 0.55 | 0.55 | 0.55 | 0.55 | 0.55 | 0.55 | 0.55 | 0.54 | 0.54 | 0.54 | 0.54 | 0.54 | 0.54 | 0.54 | 0.54 | 0.54 | 0.54 | 0.54 | 0.54 | 0.54 | 0.54 | 0.54 | 0.53 | 0.53 | 0.53 | #N/A | #N/A | #N/A | #N/A | #N/A | #N/A | #N/A | #N/A | #N/A | #N/A
[12 empty] | -24 | 344227.12 | #N/A | 209127.59 | 266742.4 | 273320.76 | #N/A | 1236476.91 | #N/A | 1730165.09 |  |  | -24 | 344227.12 | 111296.61 | 209127.59 | 260028.41 | 273320.76 | 181732.89 | #N/A | #N/A | 1730165.09 |  | R22 | -49 | 211 | #N/A | #N/A | #N/A | #N/A | #N/A | #N/A | #N/A | #N/A | #N/A | #N/A | #N/A | #N/A | #N/A | #N/A | #N/A | #N/A | #N/A | #N/A | #N/A | #N/A | #N/A | #N/A | #N/A | #N/A | #N/A | #N/A | #N/A | #N/A | #N/A | #N/A | 0.63 | 0.62 | 0.62 | 0.62 | 0.62 | 0.62 | 0.62 | 0.62 | 0.61 | 0.61 | 0.61 | 0.61 | 0.61 | 0.61 | 0.61 | 0.61 | 0.6 | 0.6 | 0.6 | 0.6 | 0.6 | 0.6 | 0.6 | 0.6 | 0.6 | 0.59 | 0.59 | 0.59 | 0.59 | 0.59 | 0.59 | 0.59 | 0.59 | 0.58 | 0.58 | 0.58 | 0.58 | 0.58 | 0.58 | 0.58 | 0.58 | 0.58 | 0.58 | 0.57 | 0.57 | 0.57 | 0.57 | 0.57 | 0.57 | 0.57 | 0.57 | 0.57 | 0.57 | 0.56 | 0.56 | 0.56 | 0.56 | 0.56 | 0.56 | 0.56 | 0.56 | 0.56 | 0.56 | 0.56 | 0.55 | 0.55 | 0.55 | 0.55 | 0.55 | 0.55 | 0.55 | 0.55 | 0.55 | 0.55 | 0.55 | 0.55 | 0.55 | 0.54 | 0.54 | 0.54 | 0.54 | 0.54 | 0.54 | 0.54 | 0.54 | 0.54 | 0.54 | 0.54 | 0.54 | 0.54 | 0.54 | #N/A | #N/A | #N/A | #N/A | #N/A | #N/A | #N/A | #N/A | #N/A | #N/A
[12 empty] | -23 | 357784.17 | #N/A | 217624.37 | 277169.09 | 283995.49 | #N/A | 1276700.45 | #N/A | 1786328.7 |  |  | -23 | 357784.17 | 116379.34 | 217624.37 | 270310.58 | 283995.49 | 189709.71 | #N/A | #N/A | 1786328.7 |  | R22 | -48 | 212 | #N/A | #N/A | #N/A | #N/A | #N/A | #N/A | #N/A | #N/A | #N/A | #N/A | #N/A | #N/A | #N/A | #N/A | #N/A | #N/A | #N/A | #N/A | #N/A | #N/A | #N/A | #N/A | #N/A | #N/A | #N/A | #N/A | #N/A | #N/A | #N/A | #N/A | 0.63 | 0.63 | 0.63 | 0.62 | 0.62 | 0.62 | 0.62 | 0.62 | 0.62 | 0.62 | 0.62 | 0.61 | 0.61 | 0.61 | 0.61 | 0.61 | 0.61 | 0.61 | 0.61 | 0.6 | 0.6 | 0.6 | 0.6 | 0.6 | 0.6 | 0.6 | 0.6 | 0.59 | 0.59 | 0.59 | 0.59 | 0.59 | 0.59 | 0.59 | 0.59 | 0.59 | 0.58 | 0.58 | 0.58 | 0.58 | 0.58 | 0.58 | 0.58 | 0.58 | 0.58 | 0.58 | 0.57 | 0.57 | 0.57 | 0.57 | 0.57 | 0.57 | 0.57 | 0.57 | 0.57 | 0.57 | 0.56 | 0.56 | 0.56 | 0.56 | 0.56 | 0.56 | 0.56 | 0.56 | 0.56 | 0.56 | 0.56 | 0.56 | 0.55 | 0.55 | 0.55 | 0.55 | 0.55 | 0.55 | 0.55 | 0.55 | 0.55 | 0.55 | 0.55 | 0.55 | 0.55 | 0.54 | 0.54 | 0.54 | 0.54 | 0.54 | 0.54 | 0.54 | 0.54 | 0.54 | 0.54 | #N/A | #N/A | #N/A | #N/A | #N/A | #N/A | #N/A | #N/A | #N/A | #N/A
[12 empty] | -22 | 371748.05 | #N/A | 226385.67 | 287904.75 | 294986.72 | #N/A | 1317888.99 | #N/A | 1843846.81 |  |  | -22 | 371748.05 | 121643.45 | 226385.67 | 280900.86 | 294986.72 | 197957.1 | #N/A | #N/A | 1843846.81 |  | R22 | -47 | 213 | #N/A | #N/A | #N/A | #N/A | #N/A | #N/A | #N/A | #N/A | #N/A | #N/A | #N/A | #N/A | #N/A | #N/A | #N/A | #N/A | #N/A | #N/A | #N/A | #N/A | #N/A | #N/A | #N/A | #N/A | #N/A | #N/A | #N/A | #N/A | #N/A | #N/A | 0.63 | 0.63 | 0.63 | 0.63 | 0.63 | 0.63 | 0.62 | 0.62 | 0.62 | 0.62 | 0.62 | 0.62 | 0.62 | 0.61 | 0.61 | 0.61 | 0.61 | 0.61 | 0.61 | 0.61 | 0.61 | 0.6 | 0.6 | 0.6 | 0.6 | 0.6 | 0.6 | 0.6 | 0.6 | 0.6 | 0.59 | 0.59 | 0.59 | 0.59 | 0.59 | 0.59 | 0.59 | 0.59 | 0.59 | 0.58 | 0.58 | 0.58 | 0.58 | 0.58 | 0.58 | 0.58 | 0.58 | 0.58 | 0.58 | 0.57 | 0.57 | 0.57 | 0.57 | 0.57 | 0.57 | 0.57 | 0.57 | 0.57 | 0.57 | 0.56 | 0.56 | 0.56 | 0.56 | 0.56 | 0.56 | 0.56 | 0.56 | 0.56 | 0.56 | 0.56 | 0.56 | 0.55 | 0.55 | 0.55 | 0.55 | 0.55 | 0.55 | 0.55 | 0.55 | 0.55 | 0.55 | 0.55 | 0.55 | 0.55 | 0.55 | 0.54 | 0.54 | 0.54 | 0.54 | 0.54 | 0.54 | #N/A | #N/A | #N/A | #N/A | #N/A | #N/A | #N/A | #N/A | #N/A | #N/A
[12 empty] | -21 | 386126.82 | #N/A | 235416.9 | 298955.29 | 306300.53 | #N/A | 1360058.25 | #N/A | 1902739.07 |  |  | -21 | 386126.82 | 127093.39 | 235416.9 | 291805.24 | 306300.53 | 206481.29 | #N/A | #N/A | 1902739.07 |  | R22 | -46 | 214 | #N/A | #N/A | #N/A | #N/A | #N/A | #N/A | #N/A | #N/A | #N/A | #N/A | #N/A | #N/A | #N/A | #N/A | #N/A | #N/A | #N/A | #N/A | #N/A | #N/A | #N/A | #N/A | #N/A | #N/A | #N/A | #N/A | #N/A | #N/A | #N/A | #N/A | 0.64 | 0.63 | 0.63 | 0.63 | 0.63 | 0.63 | 0.63 | 0.63 | 0.62 | 0.62 | 0.62 | 0.62 | 0.62 | 0.62 | 0.62 | 0.62 | 0.61 | 0.61 | 0.61 | 0.61 | 0.61 | 0.61 | 0.61 | 0.61 | 0.6 | 0.6 | 0.6 | 0.6 | 0.6 | 0.6 | 0.6 | 0.6 | 0.6 | 0.59 | 0.59 | 0.59 | 0.59 | 0.59 | 0.59 | 0.59 | 0.59 | 0.59 | 0.58 | 0.58 | 0.58 | 0.58 | 0.58 | 0.58 | 0.58 | 0.58 | 0.58 | 0.58 | 0.57 | 0.57 | 0.57 | 0.57 | 0.57 | 0.57 | 0.57 | 0.57 | 0.57 | 0.57 | 0.56 | 0.56 | 0.56 | 0.56 | 0.56 | 0.56 | 0.56 | 0.56 | 0.56 | 0.56 | 0.56 | 0.56 | 0.56 | 0.55 | 0.55 | 0.55 | 0.55 | 0.55 | 0.55 | 0.55 | 0.55 | 0.55 | 0.55 | 0.55 | 0.55 | 0.55 | 0.55 | 0.54 | 0.54 | #N/A | #N/A | #N/A | #N/A | #N/A | #N/A | #N/A | #N/A | #N/A | #N/A
[12 empty] | -20 | 400928.63 | #N/A | 244723.53 | 310326.68 | 317943.04 | #N/A | 1403224.25 | #N/A | 1963025.16 |  |  | -20 | 400928.63 | 132733.66 | 244723.53 | 303029.72 | 317943.04 | 215288.54 | #N/A | #N/A | 1963025.16 |  | R22 | -45 | 215 | #N/A | #N/A | #N/A | #N/A | #N/A | #N/A | #N/A | #N/A | #N/A | #N/A | #N/A | #N/A | #N/A | #N/A | #N/A | #N/A | #N/A | #N/A | #N/A | #N/A | #N/A | #N/A | #N/A | #N/A | #N/A | #N/A | #N/A | #N/A | #N/A | #N/A | 0.64 | 0.64 | 0.64 | 0.64 | 0.63 | 0.63 | 0.63 | 0.63 | 0.63 | 0.63 | 0.63 | 0.62 | 0.62 | 0.62 | 0.62 | 0.62 | 0.62 | 0.62 | 0.62 | 0.61 | 0.61 | 0.61 | 0.61 | 0.61 | 0.61 | 0.61 | 0.61 | 0.6 | 0.6 | 0.6 | 0.6 | 0.6 | 0.6 | 0.6 | 0.6 | 0.59 | 0.59 | 0.59 | 0.59 | 0.59 | 0.59 | 0.59 | 0.59 | 0.59 | 0.59 | 0.58 | 0.58 | 0.58 | 0.58 | 0.58 | 0.58 | 0.58 | 0.58 | 0.58 | 0.58 | 0.57 | 0.57 | 0.57 | 0.57 | 0.57 | 0.57 | 0.57 | 0.57 | 0.57 | 0.57 | 0.57 | 0.56 | 0.56 | 0.56 | 0.56 | 0.56 | 0.56 | 0.56 | 0.56 | 0.56 | 0.56 | 0.56 | 0.56 | 0.55 | 0.55 | 0.55 | 0.55 | 0.55 | 0.55 | 0.55 | 0.55 | 0.55 | 0.55 | 0.55 | 0.55 | 0.55 | #N/A | #N/A | #N/A | #N/A | #N/A | #N/A | #N/A | #N/A | #N/A | #N/A
[12 empty] | -19 | 416161.69 | #N/A | 254311.05 | 322024.95 | 329920.38 | #N/A | 1447403.28 | #N/A | 2024724.77 |  |  | -19 | 416161.69 | 138568.84 | 254311.05 | 314580.36 | 329920.38 | 224385.2 | #N/A | #N/A | 2024724.77 |  | R22 | -44 | 216 | #N/A | #N/A | #N/A | #N/A | #N/A | #N/A | #N/A | #N/A | #N/A | #N/A | #N/A | #N/A | #N/A | #N/A | #N/A | #N/A | #N/A | #N/A | #N/A | #N/A | #N/A | #N/A | #N/A | #N/A | #N/A | #N/A | #N/A | #N/A | #N/A | #N/A | 0.64 | 0.64 | 0.64 | 0.64 | 0.64 | 0.64 | 0.63 | 0.63 | 0.63 | 0.63 | 0.63 | 0.63 | 0.63 | 0.63 | 0.62 | 0.62 | 0.62 | 0.62 | 0.62 | 0.62 | 0.62 | 0.61 | 0.61 | 0.61 | 0.61 | 0.61 | 0.61 | 0.61 | 0.61 | 0.61 | 0.6 | 0.6 | 0.6 | 0.6 | 0.6 | 0.6 | 0.6 | 0.6 | 0.59 | 0.59 | 0.59 | 0.59 | 0.59 | 0.59 | 0.59 | 0.59 | 0.59 | 0.59 | 0.58 | 0.58 | 0.58 | 0.58 | 0.58 | 0.58 | 0.58 | 0.58 | 0.58 | 0.58 | 0.57 | 0.57 | 0.57 | 0.57 | 0.57 | 0.57 | 0.57 | 0.57 | 0.57 | 0.57 | 0.57 | 0.56 | 0.56 | 0.56 | 0.56 | 0.56 | 0.56 | 0.56 | 0.56 | 0.56 | 0.56 | 0.56 | 0.56 | 0.56 | 0.55 | 0.55 | 0.55 | 0.55 | 0.55 | 0.55 | 0.55 | 0.55 | 0.55 | #N/A | #N/A | #N/A | #N/A | #N/A | #N/A | #N/A | #N/A | #N/A | #N/A
[12 empty] | -18 | 431834.28 | #N/A | 264185 | 334056.14 | 342238.74 | #N/A | 1492611.92 | #N/A | 2087857.62 |  |  | -18 | 431834.28 | 144603.53 | 264185 | 326463.25 | 342238.74 | 233777.66 | #N/A | #N/A | 2087857.62 |  | R22 | -43 | 217 | #N/A | #N/A | #N/A | #N/A | #N/A | #N/A | #N/A | #N/A | #N/A | #N/A | #N/A | #N/A | #N/A | #N/A | #N/A | #N/A | #N/A | #N/A | #N/A | #N/A | #N/A | #N/A | #N/A | #N/A | #N/A | #N/A | #N/A | #N/A | #N/A | #N/A | 0.65 | 0.65 | 0.64 | 0.64 | 0.64 | 0.64 | 0.64 | 0.64 | 0.64 | 0.63 | 0.63 | 0.63 | 0.63 | 0.63 | 0.63 | 0.63 | 0.62 | 0.62 | 0.62 | 0.62 | 0.62 | 0.62 | 0.62 | 0.62 | 0.61 | 0.61 | 0.61 | 0.61 | 0.61 | 0.61 | 0.61 | 0.61 | 0.6 | 0.6 | 0.6 | 0.6 | 0.6 | 0.6 | 0.6 | 0.6 | 0.6 | 0.59 | 0.59 | 0.59 | 0.59 | 0.59 | 0.59 | 0.59 | 0.59 | 0.59 | 0.59 | 0.58 | 0.58 | 0.58 | 0.58 | 0.58 | 0.58 | 0.58 | 0.58 | 0.58 | 0.58 | 0.57 | 0.57 | 0.57 | 0.57 | 0.57 | 0.57 | 0.57 | 0.57 | 0.57 | 0.57 | 0.57 | 0.57 | 0.56 | 0.56 | 0.56 | 0.56 | 0.56 | 0.56 | 0.56 | 0.56 | 0.56 | 0.56 | 0.56 | 0.56 | 0.56 | 0.55 | 0.55 | 0.55 | 0.55 | 0.55 | #N/A | #N/A | #N/A | #N/A | #N/A | #N/A | #N/A | #N/A | #N/A | #N/A
[12 empty] | -17 | 447954.77 | #N/A | 274350.95 | 346426.34 | 354904.35 | #N/A | 1538867.09 | #N/A | 2152443.43 |  |  | -17 | 447954.77 | 150842.39 | 274350.95 | 338684.52 | 354904.35 | 243472.39 | #N/A | #N/A | 2152443.43 |  | R22 | -42 | 218 | #N/A | #N/A | #N/A | #N/A | #N/A | #N/A | #N/A | #N/A | #N/A | #N/A | #N/A | #N/A | #N/A | #N/A | #N/A | #N/A | #N/A | #N/A | #N/A | #N/A | #N/A | #N/A | #N/A | #N/A | #N/A | #N/A | #N/A | #N/A | #N/A | #N/A | 0.65 | 0.65 | 0.65 | 0.65 | 0.64 | 0.64 | 0.64 | 0.64 | 0.64 | 0.64 | 0.64 | 0.63 | 0.63 | 0.63 | 0.63 | 0.63 | 0.63 | 0.63 | 0.63 | 0.62 | 0.62 | 0.62 | 0.62 | 0.62 | 0.62 | 0.62 | 0.62 | 0.61 | 0.61 | 0.61 | 0.61 | 0.61 | 0.61 | 0.61 | 0.61 | 0.6 | 0.6 | 0.6 | 0.6 | 0.6 | 0.6 | 0.6 | 0.6 | 0.6 | 0.59 | 0.59 | 0.59 | 0.59 | 0.59 | 0.59 | 0.59 | 0.59 | 0.59 | 0.59 | 0.58 | 0.58 | 0.58 | 0.58 | 0.58 | 0.58 | 0.58 | 0.58 | 0.58 | 0.58 | 0.57 | 0.57 | 0.57 | 0.57 | 0.57 | 0.57 | 0.57 | 0.57 | 0.57 | 0.57 | 0.57 | 0.57 | 0.56 | 0.56 | 0.56 | 0.56 | 0.56 | 0.56 | 0.56 | 0.56 | 0.56 | 0.56 | 0.56 | 0.56 | 0.56 | 0.56 | 0.56 | #N/A | #N/A | #N/A | #N/A | #N/A | #N/A | #N/A | #N/A | #N/A | #N/A
[12 empty] | -16 | 464531.56 | #N/A | 284814.51 | 359141.68 | 367923.45 | #N/A | 1586186.01 | #N/A | 2218501.92 |  |  | -16 | 464531.56 | 157290.13 | 284814.51 | 351250.35 | 367923.45 | 253475.92 | #N/A | #N/A | 2218501.92 |  | R22 | -41 | 219 | #N/A | #N/A | #N/A | #N/A | #N/A | #N/A | #N/A | #N/A | #N/A | #N/A | #N/A | #N/A | #N/A | #N/A | #N/A | #N/A | #N/A | #N/A | #N/A | #N/A | #N/A | #N/A | #N/A | #N/A | #N/A | #N/A | #N/A | #N/A | #N/A | #N/A | 0.65 | 0.65 | 0.65 | 0.65 | 0.65 | 0.65 | 0.65 | 0.64 | 0.64 | 0.64 | 0.64 | 0.64 | 0.64 | 0.64 | 0.63 | 0.63 | 0.63 | 0.63 | 0.63 | 0.63 | 0.63 | 0.63 | 0.62 | 0.62 | 0.62 | 0.62 | 0.62 | 0.62 | 0.62 | 0.62 | 0.61 | 0.61 | 0.61 | 0.61 | 0.61 | 0.61 | 0.61 | 0.61 | 0.6 | 0.6 | 0.6 | 0.6 | 0.6 | 0.6 | 0.6 | 0.6 | 0.6 | 0.59 | 0.59 | 0.59 | 0.59 | 0.59 | 0.59 | 0.59 | 0.59 | 0.59 | 0.59 | 0.58 | 0.58 | 0.58 | 0.58 | 0.58 | 0.58 | 0.58 | 0.58 | 0.58 | 0.58 | 0.58 | 0.57 | 0.57 | 0.57 | 0.57 | 0.57 | 0.57 | 0.57 | 0.57 | 0.57 | 0.57 | 0.57 | 0.57 | 0.56 | 0.56 | 0.56 | 0.56 | 0.56 | 0.56 | 0.56 | 0.56 | 0.56 | 0.56 | 0.56 | #N/A | #N/A | #N/A | #N/A | #N/A | #N/A | #N/A | #N/A | #N/A | #N/A
[12 empty] | -15 | 481573.17 | #N/A | 295581.32 | 372208.34 | 381302.33 | #N/A | 1634586.28 | #N/A | 2286052.82 |  |  | -15 | 481573.17 | 163951.49 | 295581.32 | 364166.93 | 381302.33 | 263794.85 | #N/A | #N/A | 2286052.82 |  | R22 | -40 | 220 | #N/A | #N/A | #N/A | #N/A | #N/A | #N/A | #N/A | #N/A | #N/A | #N/A | #N/A | #N/A | #N/A | #N/A | #N/A | #N/A | #N/A | #N/A | #N/A | #N/A | #N/A | #N/A | #N/A | #N/A | #N/A | #N/A | #N/A | #N/A | #N/A | #N/A | 0.66 | 0.66 | 0.66 | 0.65 | 0.65 | 0.65 | 0.65 | 0.65 | 0.65 | 0.65 | 0.64 | 0.64 | 0.64 | 0.64 | 0.64 | 0.64 | 0.64 | 0.63 | 0.63 | 0.63 | 0.63 | 0.63 | 0.63 | 0.63 | 0.62 | 0.62 | 0.62 | 0.62 | 0.62 | 0.62 | 0.62 | 0.62 | 0.61 | 0.61 | 0.61 | 0.61 | 0.61 | 0.61 | 0.61 | 0.61 | 0.61 | 0.6 | 0.6 | 0.6 | 0.6 | 0.6 | 0.6 | 0.6 | 0.6 | 0.6 | 0.59 | 0.59 | 0.59 | 0.59 | 0.59 | 0.59 | 0.59 | 0.59 | 0.59 | 0.59 | 0.58 | 0.58 | 0.58 | 0.58 | 0.58 | 0.58 | 0.58 | 0.58 | 0.58 | 0.58 | 0.58 | 0.57 | 0.57 | 0.57 | 0.57 | 0.57 | 0.57 | 0.57 | 0.57 | 0.57 | 0.57 | 0.57 | 0.57 | 0.57 | 0.56 | 0.56 | 0.56 | 0.56 | 0.56 | 0.56 | 0.56 | #N/A | #N/A | #N/A | #N/A | #N/A | #N/A | #N/A | #N/A | #N/A | #N/A
[12 empty] | -14 | 499088.15 | #N/A | 306657.05 | 385632.53 | 395047.32 | #N/A | 1684085.83 | #N/A | 2355115.87 |  |  | -14 | 499088.15 | 170831.28 | 306657.05 | 377440.53 | 395047.32 | 274435.81 | #N/A | #N/A | 2355115.87 |  | R22 | -39 | 221 | #N/A | #N/A | #N/A | #N/A | #N/A | #N/A | #N/A | #N/A | #N/A | #N/A | #N/A | #N/A | #N/A | #N/A | #N/A | #N/A | #N/A | #N/A | #N/A | #N/A | #N/A | #N/A | #N/A | #N/A | #N/A | #N/A | #N/A | #N/A | #N/A | #N/A | 0.66 | 0.66 | 0.66 | 0.66 | 0.66 | 0.65 | 0.65 | 0.65 | 0.65 | 0.65 | 0.65 | 0.65 | 0.64 | 0.64 | 0.64 | 0.64 | 0.64 | 0.64 | 0.64 | 0.63 | 0.63 | 0.63 | 0.63 | 0.63 | 0.63 | 0.63 | 0.63 | 0.62 | 0.62 | 0.62 | 0.62 | 0.62 | 0.62 | 0.62 | 0.62 | 0.61 | 0.61 | 0.61 | 0.61 | 0.61 | 0.61 | 0.61 | 0.61 | 0.61 | 0.6 | 0.6 | 0.6 | 0.6 | 0.6 | 0.6 | 0.6 | 0.6 | 0.6 | 0.59 | 0.59 | 0.59 | 0.59 | 0.59 | 0.59 | 0.59 | 0.59 | 0.59 | 0.59 | 0.59 | 0.58 | 0.58 | 0.58 | 0.58 | 0.58 | 0.58 | 0.58 | 0.58 | 0.58 | 0.58 | 0.58 | 0.57 | 0.57 | 0.57 | 0.57 | 0.57 | 0.57 | 0.57 | 0.57 | 0.57 | 0.57 | 0.57 | 0.57 | 0.57 | 0.57 | 0.56 | 0.56 | #N/A | #N/A | #N/A | #N/A | #N/A | #N/A | #N/A | #N/A | #N/A | #N/A
[12 empty] | -13 | 517085.14 | #N/A | 318047.43 | 399420.49 | 409164.76 | #N/A | 1734702.98 | #N/A | 2425710.77 |  |  | -13 | 517085.14 | 177934.34 | 318047.43 | 391077.42 | 409164.76 | 285405.53 | #N/A | #N/A | 2425710.77 |  | R22 | -38 | 222 | #N/A | #N/A | #N/A | #N/A | #N/A | #N/A | #N/A | #N/A | #N/A | #N/A | #N/A | #N/A | #N/A | #N/A | #N/A | #N/A | #N/A | #N/A | #N/A | #N/A | #N/A | #N/A | #N/A | #N/A | #N/A | #N/A | #N/A | #N/A | #N/A | #N/A | 0.67 | 0.66 | 0.66 | 0.66 | 0.66 | 0.66 | 0.66 | 0.66 | 0.65 | 0.65 | 0.65 | 0.65 | 0.65 | 0.65 | 0.65 | 0.64 | 0.64 | 0.64 | 0.64 | 0.64 | 0.64 | 0.64 | 0.63 | 0.63 | 0.63 | 0.63 | 0.63 | 0.63 | 0.63 | 0.63 | 0.62 | 0.62 | 0.62 | 0.62 | 0.62 | 0.62 | 0.62 | 0.62 | 0.61 | 0.61 | 0.61 | 0.61 | 0.61 | 0.61 | 0.61 | 0.61 | 0.61 | 0.6 | 0.6 | 0.6 | 0.6 | 0.6 | 0.6 | 0.6 | 0.6 | 0.6 | 0.59 | 0.59 | 0.59 | 0.59 | 0.59 | 0.59 | 0.59 | 0.59 | 0.59 | 0.59 | 0.59 | 0.58 | 0.58 | 0.58 | 0.58 | 0.58 | 0.58 | 0.58 | 0.58 | 0.58 | 0.58 | 0.58 | 0.58 | 0.57 | 0.57 | 0.57 | 0.57 | 0.57 | 0.57 | 0.57 | 0.57 | 0.57 | 0.57 | 0.57 | 0.57 | #N/A | #N/A | #N/A | #N/A | #N/A | #N/A | #N/A | #N/A | #N/A | #N/A
[12 empty] | -12 | 535572.87 | #N/A | 329758.2 | 413578.53 | 423661.05 | #N/A | 1786456.46 | #N/A | 2497857.26 |  |  | -12 | 535572.87 | 185265.56 | 329758.2 | 405083.93 | 423661.05 | 296710.79 | #N/A | #N/A | 2497857.26 |  | R22 | -37 | 223 | #N/A | #N/A | #N/A | #N/A | #N/A | #N/A | #N/A | #N/A | #N/A | #N/A | #N/A | #N/A | #N/A | #N/A | #N/A | #N/A | #N/A | #N/A | #N/A | #N/A | #N/A | #N/A | #N/A | #N/A | #N/A | #N/A | #N/A | #N/A | #N/A | #N/A | 0.67 | 0.67 | 0.67 | 0.67 | 0.66 | 0.66 | 0.66 | 0.66 | 0.66 | 0.66 | 0.65 | 0.65 | 0.65 | 0.65 | 0.65 | 0.65 | 0.65 | 0.65 | 0.64 | 0.64 | 0.64 | 0.64 | 0.64 | 0.64 | 0.64 | 0.63 | 0.63 | 0.63 | 0.63 | 0.63 | 0.63 | 0.63 | 0.63 | 0.62 | 0.62 | 0.62 | 0.62 | 0.62 | 0.62 | 0.62 | 0.62 | 0.61 | 0.61 | 0.61 | 0.61 | 0.61 | 0.61 | 0.61 | 0.61 | 0.61 | 0.6 | 0.6 | 0.6 | 0.6 | 0.6 | 0.6 | 0.6 | 0.6 | 0.6 | 0.6 | 0.59 | 0.59 | 0.59 | 0.59 | 0.59 | 0.59 | 0.59 | 0.59 | 0.59 | 0.59 | 0.58 | 0.58 | 0.58 | 0.58 | 0.58 | 0.58 | 0.58 | 0.58 | 0.58 | 0.58 | 0.58 | 0.58 | 0.58 | 0.57 | 0.57 | 0.57 | 0.57 | 0.57 | 0.57 | 0.57 | 0.57 | #N/A | #N/A | #N/A | #N/A | #N/A | #N/A | #N/A | #N/A | #N/A | #N/A
[12 empty] | -11 | 554560.11 | #N/A | 341795.13 | 428112.97 | 438542.61 | #N/A | 1839365.41 | #N/A | 2571575.04 |  |  | -11 | 554560.11 | 192829.87 | 341795.13 | 419466.43 | 438542.61 | 308358.42 | #N/A | #N/A | 2571575.04 |  | R22 | -36 | 224 | #N/A | #N/A | #N/A | #N/A | #N/A | #N/A | #N/A | #N/A | #N/A | #N/A | #N/A | #N/A | #N/A | #N/A | #N/A | #N/A | #N/A | #N/A | #N/A | #N/A | #N/A | #N/A | #N/A | #N/A | #N/A | #N/A | #N/A | #N/A | #N/A | #N/A | 0.67 | 0.67 | 0.67 | 0.67 | 0.67 | 0.67 | 0.66 | 0.66 | 0.66 | 0.66 | 0.66 | 0.66 | 0.66 | 0.65 | 0.65 | 0.65 | 0.65 | 0.65 | 0.65 | 0.65 | 0.64 | 0.64 | 0.64 | 0.64 | 0.64 | 0.64 | 0.64 | 0.64 | 0.63 | 0.63 | 0.63 | 0.63 | 0.63 | 0.63 | 0.63 | 0.63 | 0.62 | 0.62 | 0.62 | 0.62 | 0.62 | 0.62 | 0.62 | 0.62 | 0.61 | 0.61 | 0.61 | 0.61 | 0.61 | 0.61 | 0.61 | 0.61 | 0.61 | 0.6 | 0.6 | 0.6 | 0.6 | 0.6 | 0.6 | 0.6 | 0.6 | 0.6 | 0.6 | 0.59 | 0.59 | 0.59 | 0.59 | 0.59 | 0.59 | 0.59 | 0.59 | 0.59 | 0.59 | 0.59 | 0.58 | 0.58 | 0.58 | 0.58 | 0.58 | 0.58 | 0.58 | 0.58 | 0.58 | 0.58 | 0.58 | 0.58 | 0.58 | 0.57 | 0.57 | 0.57 | 0.57 | #N/A | #N/A | #N/A | #N/A | #N/A | #N/A | #N/A | #N/A | #N/A | #N/A
[12 empty] | -10 | 574055.72 | 200632.26 | 354164.05 | 443030.19 | 453815.89 | 405215.56 | 1893449.39 | #N/A | 2646883.78 |  |  | -10 | 574055.72 | 200632.26 | 354164.05 | 434231.33 | 453815.89 | 320355.34 | #N/A | #N/A | 2646883.78 |  | R22 | -35 | 225 | #N/A | #N/A | #N/A | #N/A | #N/A | #N/A | #N/A | #N/A | #N/A | #N/A | #N/A | #N/A | #N/A | #N/A | #N/A | #N/A | #N/A | #N/A | #N/A | #N/A | #N/A | #N/A | #N/A | #N/A | #N/A | #N/A | #N/A | #N/A | #N/A | #N/A | 0.68 | 0.68 | 0.67 | 0.67 | 0.67 | 0.67 | 0.67 | 0.67 | 0.67 | 0.66 | 0.66 | 0.66 | 0.66 | 0.66 | 0.66 | 0.66 | 0.65 | 0.65 | 0.65 | 0.65 | 0.65 | 0.65 | 0.65 | 0.64 | 0.64 | 0.64 | 0.64 | 0.64 | 0.64 | 0.64 | 0.64 | 0.63 | 0.63 | 0.63 | 0.63 | 0.63 | 0.63 | 0.63 | 0.63 | 0.62 | 0.62 | 0.62 | 0.62 | 0.62 | 0.62 | 0.62 | 0.62 | 0.61 | 0.61 | 0.61 | 0.61 | 0.61 | 0.61 | 0.61 | 0.61 | 0.61 | 0.6 | 0.6 | 0.6 | 0.6 | 0.6 | 0.6 | 0.6 | 0.6 | 0.6 | 0.6 | 0.59 | 0.59 | 0.59 | 0.59 | 0.59 | 0.59 | 0.59 | 0.59 | 0.59 | 0.59 | 0.59 | 0.59 | 0.58 | 0.58 | 0.58 | 0.58 | 0.58 | 0.58 | 0.58 | 0.58 | 0.58 | 0.58 | 0.58 | 0.58 | 0.58 | #N/A | #N/A | #N/A | #N/A | #N/A | #N/A | #N/A | #N/A | #N/A | #N/A
[12 empty] | -9 | 594068.64 | 208677.73 | 366870.79 | 458336.6 | 469487.37 | 419649.22 | #N/A | #N/A | 2723803.17 |  |  | -9 | 594068.64 | 208677.73 | 366870.79 | 449385.06 | 469487.37 | 332708.5 | #N/A | #N/A | #N/A |  | R22 | -34 | 226 | #N/A | #N/A | #N/A | #N/A | #N/A | #N/A | #N/A | #N/A | #N/A | #N/A | #N/A | #N/A | #N/A | #N/A | #N/A | #N/A | #N/A | #N/A | #N/A | #N/A | #N/A | #N/A | #N/A | #N/A | #N/A | #N/A | #N/A | #N/A | #N/A | #N/A | 0.68 | 0.68 | 0.68 | 0.68 | 0.68 | 0.67 | 0.67 | 0.67 | 0.67 | 0.67 | 0.67 | 0.67 | 0.66 | 0.66 | 0.66 | 0.66 | 0.66 | 0.66 | 0.66 | 0.65 | 0.65 | 0.65 | 0.65 | 0.65 | 0.65 | 0.65 | 0.64 | 0.64 | 0.64 | 0.64 | 0.64 | 0.64 | 0.64 | 0.63 | 0.63 | 0.63 | 0.63 | 0.63 | 0.63 | 0.63 | 0.63 | 0.62 | 0.62 | 0.62 | 0.62 | 0.62 | 0.62 | 0.62 | 0.62 | 0.62 | 0.61 | 0.61 | 0.61 | 0.61 | 0.61 | 0.61 | 0.61 | 0.61 | 0.61 | 0.61 | 0.6 | 0.6 | 0.6 | 0.6 | 0.6 | 0.6 | 0.6 | 0.6 | 0.6 | 0.6 | 0.59 | 0.59 | 0.59 | 0.59 | 0.59 | 0.59 | 0.59 | 0.59 | 0.59 | 0.59 | 0.59 | 0.59 | 0.58 | 0.58 | 0.58 | 0.58 | 0.58 | 0.58 | 0.58 | 0.58 | 0.58 | #N/A | #N/A | #N/A | #N/A | #N/A | #N/A | #N/A | #N/A | #N/A | #N/A
[12 empty] | -8 | 614607.87 | 216971.36 | 379921.24 | 474038.65 | 485563.59 | 434471.08 | #N/A | #N/A | 2802352.85 |  |  | -8 | 614607.87 | 216971.36 | 379921.24 | 464934.1 | 485563.59 | 345424.93 | #N/A | #N/A | #N/A |  | R22 | -33 | 227 | #N/A | #N/A | #N/A | #N/A | #N/A | #N/A | #N/A | #N/A | #N/A | #N/A | #N/A | #N/A | #N/A | #N/A | #N/A | #N/A | #N/A | #N/A | #N/A | #N/A | #N/A | #N/A | #N/A | #N/A | #N/A | #N/A | #N/A | #N/A | #N/A | #N/A | 0.69 | 0.68 | 0.68 | 0.68 | 0.68 | 0.68 | 0.68 | 0.68 | 0.67 | 0.67 | 0.67 | 0.67 | 0.67 | 0.67 | 0.66 | 0.66 | 0.66 | 0.66 | 0.66 | 0.66 | 0.66 | 0.65 | 0.65 | 0.65 | 0.65 | 0.65 | 0.65 | 0.65 | 0.65 | 0.64 | 0.64 | 0.64 | 0.64 | 0.64 | 0.64 | 0.64 | 0.63 | 0.63 | 0.63 | 0.63 | 0.63 | 0.63 | 0.63 | 0.63 | 0.62 | 0.62 | 0.62 | 0.62 | 0.62 | 0.62 | 0.62 | 0.62 | 0.62 | 0.61 | 0.61 | 0.61 | 0.61 | 0.61 | 0.61 | 0.61 | 0.61 | 0.61 | 0.61 | 0.6 | 0.6 | 0.6 | 0.6 | 0.6 | 0.6 | 0.6 | 0.6 | 0.6 | 0.6 | 0.6 | 0.59 | 0.59 | 0.59 | 0.59 | 0.59 | 0.59 | 0.59 | 0.59 | 0.59 | 0.59 | 0.59 | 0.59 | 0.58 | 0.58 | 0.58 | 0.58 | 0.58 | #N/A | #N/A | #N/A | #N/A | #N/A | #N/A | #N/A | #N/A | #N/A | #N/A
[12 empty] | -7 | 635682.5 | 225518.26 | 393321.29 | 490142.86 | 502051.09 | 449687.89 | #N/A | #N/A | 2882552.45 |  |  | -7 | 635682.5 | 225518.26 | 393321.29 | 480885 | 502051.09 | 358511.74 | #N/A | #N/A | #N/A |  | R22 | -32 | 228 | #N/A | #N/A | #N/A | #N/A | #N/A | #N/A | #N/A | #N/A | #N/A | #N/A | #N/A | #N/A | #N/A | #N/A | #N/A | #N/A | #N/A | #N/A | #N/A | #N/A | #N/A | #N/A | #N/A | #N/A | #N/A | #N/A | #N/A | #N/A | #N/A | #N/A | 0.69 | 0.69 | 0.69 | 0.69 | 0.68 | 0.68 | 0.68 | 0.68 | 0.68 | 0.68 | 0.67 | 0.67 | 0.67 | 0.67 | 0.67 | 0.67 | 0.67 | 0.66 | 0.66 | 0.66 | 0.66 | 0.66 | 0.66 | 0.66 | 0.65 | 0.65 | 0.65 | 0.65 | 0.65 | 0.65 | 0.65 | 0.64 | 0.64 | 0.64 | 0.64 | 0.64 | 0.64 | 0.64 | 0.64 | 0.63 | 0.63 | 0.63 | 0.63 | 0.63 | 0.63 | 0.63 | 0.63 | 0.62 | 0.62 | 0.62 | 0.62 | 0.62 | 0.62 | 0.62 | 0.62 | 0.62 | 0.61 | 0.61 | 0.61 | 0.61 | 0.61 | 0.61 | 0.61 | 0.61 | 0.61 | 0.61 | 0.6 | 0.6 | 0.6 | 0.6 | 0.6 | 0.6 | 0.6 | 0.6 | 0.6 | 0.6 | 0.6 | 0.59 | 0.59 | 0.59 | 0.59 | 0.59 | 0.59 | 0.59 | 0.59 | 0.59 | 0.59 | 0.59 | 0.59 | 0.59 | 0.59 | #N/A | #N/A | #N/A | #N/A | #N/A | #N/A | #N/A | #N/A | #N/A | #N/A
[12 empty] | -6 | 657301.7 | 234323.57 | 407076.9 | 506655.75 | 518956.46 | 465306.42 | #N/A | #N/A | 2964421.56 |  |  | -6 | 657301.7 | 234323.57 | 407076.9 | 497244.3 | 518956.46 | 371976.06 | #N/A | #N/A | #N/A |  | R22 | -31 | 229 | #N/A | #N/A | #N/A | #N/A | #N/A | #N/A | #N/A | #N/A | #N/A | #N/A | #N/A | #N/A | #N/A | #N/A | #N/A | #N/A | #N/A | #N/A | #N/A | #N/A | #N/A | #N/A | #N/A | #N/A | #N/A | #N/A | #N/A | #N/A | #N/A | #N/A | 0.69 | 0.69 | 0.69 | 0.69 | 0.69 | 0.69 | 0.69 | 0.68 | 0.68 | 0.68 | 0.68 | 0.68 | 0.68 | 0.67 | 0.67 | 0.67 | 0.67 | 0.67 | 0.67 | 0.67 | 0.66 | 0.66 | 0.66 | 0.66 | 0.66 | 0.66 | 0.66 | 0.65 | 0.65 | 0.65 | 0.65 | 0.65 | 0.65 | 0.65 | 0.64 | 0.64 | 0.64 | 0.64 | 0.64 | 0.64 | 0.64 | 0.64 | 0.63 | 0.63 | 0.63 | 0.63 | 0.63 | 0.63 | 0.63 | 0.63 | 0.63 | 0.62 | 0.62 | 0.62 | 0.62 | 0.62 | 0.62 | 0.62 | 0.62 | 0.62 | 0.61 | 0.61 | 0.61 | 0.61 | 0.61 | 0.61 | 0.61 | 0.61 | 0.61 | 0.61 | 0.6 | 0.6 | 0.6 | 0.6 | 0.6 | 0.6 | 0.6 | 0.6 | 0.6 | 0.6 | 0.6 | 0.59 | 0.59 | 0.59 | 0.59 | 0.59 | 0.59 | 0.59 | 0.59 | 0.59 | 0.59 | #N/A | #N/A | #N/A | #N/A | #N/A | #N/A | #N/A | #N/A | #N/A | #N/A
[12 empty] | -5 | 679474.68 | 243392.49 | 421194.01 | 523583.91 | 536286.32 | 481333.5 | #N/A | #N/A | 3047979.74 |  |  | -5 | 679474.68 | 243392.49 | 421194.01 | 514018.62 | 536286.32 | 385825.14 | #N/A | #N/A | #N/A |  | R22 | -30 | 230 | #N/A | #N/A | #N/A | #N/A | #N/A | #N/A | #N/A | #N/A | #N/A | #N/A | #N/A | #N/A | #N/A | #N/A | #N/A | #N/A | #N/A | #N/A | #N/A | #N/A | #N/A | #N/A | #N/A | #N/A | #N/A | #N/A | #N/A | #N/A | #N/A | #N/A | 0.7 | 0.7 | 0.7 | 0.69 | 0.69 | 0.69 | 0.69 | 0.69 | 0.69 | 0.68 | 0.68 | 0.68 | 0.68 | 0.68 | 0.68 | 0.68 | 0.67 | 0.67 | 0.67 | 0.67 | 0.67 | 0.67 | 0.67 | 0.66 | 0.66 | 0.66 | 0.66 | 0.66 | 0.66 | 0.66 | 0.65 | 0.65 | 0.65 | 0.65 | 0.65 | 0.65 | 0.65 | 0.64 | 0.64 | 0.64 | 0.64 | 0.64 | 0.64 | 0.64 | 0.64 | 0.63 | 0.63 | 0.63 | 0.63 | 0.63 | 0.63 | 0.63 | 0.63 | 0.63 | 0.62 | 0.62 | 0.62 | 0.62 | 0.62 | 0.62 | 0.62 | 0.62 | 0.62 | 0.61 | 0.61 | 0.61 | 0.61 | 0.61 | 0.61 | 0.61 | 0.61 | 0.61 | 0.61 | 0.61 | 0.6 | 0.6 | 0.6 | 0.6 | 0.6 | 0.6 | 0.6 | 0.6 | 0.6 | 0.6 | 0.6 | 0.6 | 0.59 | 0.59 | 0.59 | 0.59 | 0.59 | #N/A | #N/A | #N/A | #N/A | #N/A | #N/A | #N/A | #N/A | #N/A | #N/A
[12 empty] | -4 | 702210.79 | 252730.24 | 435678.64 | 540933.97 | 554047.34 | 497776 | #N/A | #N/A | 3133246.52 |  |  | -4 | 702210.79 | 252730.24 | 435678.64 | 531214.62 | 554047.34 | 400066.24 | #N/A | #N/A | #N/A |  | R22 | -29 | 231 | #N/A | #N/A | #N/A | #N/A | #N/A | #N/A | #N/A | #N/A | #N/A | #N/A | #N/A | #N/A | #N/A | #N/A | #N/A | #N/A | #N/A | #N/A | #N/A | #N/A | #N/A | #N/A | #N/A | #N/A | #N/A | #N/A | #N/A | #N/A | #N/A | #N/A | 0.7 | 0.7 | 0.7 | 0.7 | 0.7 | 0.7 | 0.69 | 0.69 | 0.69 | 0.69 | 0.69 | 0.69 | 0.68 | 0.68 | 0.68 | 0.68 | 0.68 | 0.68 | 0.68 | 0.67 | 0.67 | 0.67 | 0.67 | 0.67 | 0.67 | 0.66 | 0.66 | 0.66 | 0.66 | 0.66 | 0.66 | 0.66 | 0.66 | 0.65 | 0.65 | 0.65 | 0.65 | 0.65 | 0.65 | 0.65 | 0.64 | 0.64 | 0.64 | 0.64 | 0.64 | 0.64 | 0.64 | 0.64 | 0.63 | 0.63 | 0.63 | 0.63 | 0.63 | 0.63 | 0.63 | 0.63 | 0.63 | 0.62 | 0.62 | 0.62 | 0.62 | 0.62 | 0.62 | 0.62 | 0.62 | 0.62 | 0.62 | 0.61 | 0.61 | 0.61 | 0.61 | 0.61 | 0.61 | 0.61 | 0.61 | 0.61 | 0.61 | 0.6 | 0.6 | 0.6 | 0.6 | 0.6 | 0.6 | 0.6 | 0.6 | 0.6 | 0.6 | 0.6 | 0.6 | 0.6 | 0.59 | #N/A | #N/A | #N/A | #N/A | #N/A | #N/A | #N/A | #N/A | #N/A | #N/A
[12 empty] | -3 | 725519.4 | 262342.11 | 450536.81 | 558712.6 | 572246.21 | 514640.85 | #N/A | #N/A | 3220241.4 |  |  | -3 | 725519.4 | 262342.11 | 450536.81 | 548838.98 | 572246.21 | 414706.73 | #N/A | #N/A | #N/A |  | R22 | -28 | 232 | #N/A | #N/A | #N/A | #N/A | #N/A | #N/A | #N/A | #N/A | #N/A | #N/A | #N/A | #N/A | #N/A | #N/A | #N/A | #N/A | #N/A | #N/A | #N/A | #N/A | #N/A | #N/A | #N/A | #N/A | #N/A | #N/A | #N/A | #N/A | #N/A | #N/A | 0.71 | 0.71 | 0.7 | 0.7 | 0.7 | 0.7 | 0.7 | 0.7 | 0.69 | 0.69 | 0.69 | 0.69 | 0.69 | 0.69 | 0.69 | 0.68 | 0.68 | 0.68 | 0.68 | 0.68 | 0.68 | 0.67 | 0.67 | 0.67 | 0.67 | 0.67 | 0.67 | 0.67 | 0.66 | 0.66 | 0.66 | 0.66 | 0.66 | 0.66 | 0.66 | 0.65 | 0.65 | 0.65 | 0.65 | 0.65 | 0.65 | 0.65 | 0.65 | 0.64 | 0.64 | 0.64 | 0.64 | 0.64 | 0.64 | 0.64 | 0.64 | 0.63 | 0.63 | 0.63 | 0.63 | 0.63 | 0.63 | 0.63 | 0.63 | 0.63 | 0.62 | 0.62 | 0.62 | 0.62 | 0.62 | 0.62 | 0.62 | 0.62 | 0.62 | 0.62 | 0.61 | 0.61 | 0.61 | 0.61 | 0.61 | 0.61 | 0.61 | 0.61 | 0.61 | 0.61 | 0.61 | 0.6 | 0.6 | 0.6 | 0.6 | 0.6 | 0.6 | 0.6 | 0.6 | 0.6 | 0.6 | #N/A | #N/A | #N/A | #N/A | #N/A | #N/A | #N/A | #N/A | #N/A | #N/A
[12 empty] | -2 | 749410 | 272233.4 | 465774.58 | 576926.51 | 590889.66 | 531935 | #N/A | #N/A | 3308983.83 |  |  | -2 | 749410 | 272233.4 | 465774.58 | 566898.44 | 590889.66 | 429754.01 | #N/A | #N/A | #N/A |  | R22 | -27 | 233 | #N/A | #N/A | #N/A | #N/A | #N/A | #N/A | #N/A | #N/A | #N/A | #N/A | #N/A | #N/A | #N/A | #N/A | #N/A | #N/A | #N/A | #N/A | #N/A | #N/A | #N/A | #N/A | #N/A | #N/A | #N/A | #N/A | #N/A | #N/A | #N/A | #N/A | 0.71 | 0.71 | 0.71 | 0.71 | 0.71 | 0.7 | 0.7 | 0.7 | 0.7 | 0.7 | 0.7 | 0.69 | 0.69 | 0.69 | 0.69 | 0.69 | 0.69 | 0.69 | 0.68 | 0.68 | 0.68 | 0.68 | 0.68 | 0.68 | 0.67 | 0.67 | 0.67 | 0.67 | 0.67 | 0.67 | 0.67 | 0.66 | 0.66 | 0.66 | 0.66 | 0.66 | 0.66 | 0.66 | 0.65 | 0.65 | 0.65 | 0.65 | 0.65 | 0.65 | 0.65 | 0.65 | 0.64 | 0.64 | 0.64 | 0.64 | 0.64 | 0.64 | 0.64 | 0.64 | 0.64 | 0.63 | 0.63 | 0.63 | 0.63 | 0.63 | 0.63 | 0.63 | 0.63 | 0.63 | 0.62 | 0.62 | 0.62 | 0.62 | 0.62 | 0.62 | 0.62 | 0.62 | 0.62 | 0.62 | 0.61 | 0.61 | 0.61 | 0.61 | 0.61 | 0.61 | 0.61 | 0.61 | 0.61 | 0.61 | 0.61 | 0.61 | 0.6 | 0.6 | 0.6 | 0.6 | 0.6 | #N/A | #N/A | #N/A | #N/A | #N/A | #N/A | #N/A | #N/A | #N/A | #N/A
[12 empty] | -1 | 773892.15 | 282409.47 | 481398.03 | 595582.48 | 609984.46 | 549665.46 | #N/A | #N/A | 3399493.2 |  |  | -1 | 773892.15 | 282409.47 | 481398.03 | 585399.79 | 609984.46 | 445215.58 | #N/A | #N/A | #N/A |  | R22 | -26 | 234 | #N/A | #N/A | #N/A | #N/A | #N/A | #N/A | #N/A | #N/A | #N/A | #N/A | #N/A | #N/A | #N/A | #N/A | #N/A | #N/A | #N/A | #N/A | #N/A | #N/A | #N/A | #N/A | #N/A | #N/A | #N/A | #N/A | #N/A | #N/A | #N/A | #N/A | 0.72 | 0.72 | 0.71 | 0.71 | 0.71 | 0.71 | 0.71 | 0.71 | 0.7 | 0.7 | 0.7 | 0.7 | 0.7 | 0.7 | 0.69 | 0.69 | 0.69 | 0.69 | 0.69 | 0.69 | 0.68 | 0.68 | 0.68 | 0.68 | 0.68 | 0.68 | 0.68 | 0.67 | 0.67 | 0.67 | 0.67 | 0.67 | 0.67 | 0.67 | 0.66 | 0.66 | 0.66 | 0.66 | 0.66 | 0.66 | 0.66 | 0.65 | 0.65 | 0.65 | 0.65 | 0.65 | 0.65 | 0.65 | 0.65 | 0.64 | 0.64 | 0.64 | 0.64 | 0.64 | 0.64 | 0.64 | 0.64 | 0.64 | 0.63 | 0.63 | 0.63 | 0.63 | 0.63 | 0.63 | 0.63 | 0.63 | 0.63 | 0.62 | 0.62 | 0.62 | 0.62 | 0.62 | 0.62 | 0.62 | 0.62 | 0.62 | 0.62 | 0.62 | 0.61 | 0.61 | 0.61 | 0.61 | 0.61 | 0.61 | 0.61 | 0.61 | 0.61 | 0.61 | 0.61 | 0.61 | 0.6 | #N/A | #N/A | #N/A | #N/A | #N/A | #N/A | #N/A | #N/A | #N/A | #N/A
[12 empty] | 0 | 798975.47 | 292875.72 | 497413.27 | 614687.32 | 629537.41 | 567839.27 | #N/A | #N/A | 3491788.87 |  |  | 0 | 798975.47 | 292875.72 | 497413.27 | 604349.87 | 629537.41 | 461098.97 | #N/A | 163127.4648 | #N/A |  | R22 | -25 | 235 | #N/A | #N/A | #N/A | #N/A | #N/A | #N/A | #N/A | #N/A | #N/A | #N/A | #N/A | #N/A | #N/A | #N/A | #N/A | #N/A | #N/A | #N/A | #N/A | #N/A | #N/A | #N/A | #N/A | #N/A | #N/A | #N/A | #N/A | #N/A | #N/A | #N/A | 0.72 | 0.72 | 0.72 | 0.72 | 0.72 | 0.71 | 0.71 | 0.71 | 0.71 | 0.71 | 0.71 | 0.7 | 0.7 | 0.7 | 0.7 | 0.7 | 0.7 | 0.69 | 0.69 | 0.69 | 0.69 | 0.69 | 0.69 | 0.68 | 0.68 | 0.68 | 0.68 | 0.68 | 0.68 | 0.68 | 0.67 | 0.67 | 0.67 | 0.67 | 0.67 | 0.67 | 0.67 | 0.66 | 0.66 | 0.66 | 0.66 | 0.66 | 0.66 | 0.66 | 0.65 | 0.65 | 0.65 | 0.65 | 0.65 | 0.65 | 0.65 | 0.65 | 0.65 | 0.64 | 0.64 | 0.64 | 0.64 | 0.64 | 0.64 | 0.64 | 0.64 | 0.63 | 0.63 | 0.63 | 0.63 | 0.63 | 0.63 | 0.63 | 0.63 | 0.63 | 0.63 | 0.62 | 0.62 | 0.62 | 0.62 | 0.62 | 0.62 | 0.62 | 0.62 | 0.62 | 0.62 | 0.62 | 0.61 | 0.61 | 0.61 | 0.61 | 0.61 | 0.61 | 0.61 | 0.61 | 0.61 | #N/A | #N/A | #N/A | #N/A | #N/A | #N/A | #N/A | #N/A | #N/A | #N/A
[12 empty] | 1 | 824669.71 | 303637.57 | 513826.46 | 634247.88 | 649555.37 | 586463.51 | #N/A | #N/A | #N/A |  |  | 1 | 824669.71 | 303637.57 | 513826.46 | 623755.56 | 649555.37 | 477411.82 | #N/A | 169370.7109 | #N/A |  | R22 | -24 | 236 | #N/A | #N/A | #N/A | #N/A | #N/A | #N/A | #N/A | #N/A | #N/A | #N/A | #N/A | #N/A | #N/A | #N/A | #N/A | #N/A | #N/A | #N/A | #N/A | #N/A | #N/A | #N/A | #N/A | #N/A | #N/A | #N/A | #N/A | #N/A | #N/A | #N/A | 0.73 | 0.73 | 0.72 | 0.72 | 0.72 | 0.72 | 0.72 | 0.71 | 0.71 | 0.71 | 0.71 | 0.71 | 0.71 | 0.7 | 0.7 | 0.7 | 0.7 | 0.7 | 0.7 | 0.69 | 0.69 | 0.69 | 0.69 | 0.69 | 0.69 | 0.69 | 0.68 | 0.68 | 0.68 | 0.68 | 0.68 | 0.68 | 0.68 | 0.67 | 0.67 | 0.67 | 0.67 | 0.67 | 0.67 | 0.67 | 0.66 | 0.66 | 0.66 | 0.66 | 0.66 | 0.66 | 0.66 | 0.66 | 0.65 | 0.65 | 0.65 | 0.65 | 0.65 | 0.65 | 0.65 | 0.65 | 0.64 | 0.64 | 0.64 | 0.64 | 0.64 | 0.64 | 0.64 | 0.64 | 0.64 | 0.63 | 0.63 | 0.63 | 0.63 | 0.63 | 0.63 | 0.63 | 0.63 | 0.63 | 0.63 | 0.62 | 0.62 | 0.62 | 0.62 | 0.62 | 0.62 | 0.62 | 0.62 | 0.62 | 0.62 | 0.62 | 0.61 | 0.61 | 0.61 | 0.61 | 0.61 | #N/A | #N/A | #N/A | #N/A | #N/A | #N/A | #N/A | #N/A | #N/A | #N/A
[12 empty] | 2 | 850984.67 | 314700.51 | 530643.75 | 654271.08 | 670045.24 | 605545.34 | #N/A | #N/A | #N/A |  |  | 2 | 850984.67 | 314700.51 | 530643.75 | 643623.78 | 670045.24 | 494161.8 | #N/A | 175794.8717 | #N/A |  | R22 | -23 | 237 | #N/A | #N/A | #N/A | #N/A | #N/A | #N/A | #N/A | #N/A | #N/A | #N/A | #N/A | #N/A | #N/A | #N/A | #N/A | #N/A | #N/A | #N/A | #N/A | #N/A | #N/A | #N/A | #N/A | #N/A | #N/A | #N/A | #N/A | #N/A | #N/A | #N/A | 0.73 | 0.73 | 0.73 | 0.73 | 0.72 | 0.72 | 0.72 | 0.72 | 0.72 | 0.72 | 0.71 | 0.71 | 0.71 | 0.71 | 0.71 | 0.71 | 0.7 | 0.7 | 0.7 | 0.7 | 0.7 | 0.7 | 0.69 | 0.69 | 0.69 | 0.69 | 0.69 | 0.69 | 0.69 | 0.68 | 0.68 | 0.68 | 0.68 | 0.68 | 0.68 | 0.68 | 0.67 | 0.67 | 0.67 | 0.67 | 0.67 | 0.67 | 0.67 | 0.66 | 0.66 | 0.66 | 0.66 | 0.66 | 0.66 | 0.66 | 0.66 | 0.65 | 0.65 | 0.65 | 0.65 | 0.65 | 0.65 | 0.65 | 0.65 | 0.64 | 0.64 | 0.64 | 0.64 | 0.64 | 0.64 | 0.64 | 0.64 | 0.64 | 0.63 | 0.63 | 0.63 | 0.63 | 0.63 | 0.63 | 0.63 | 0.63 | 0.63 | 0.63 | 0.63 | 0.62 | 0.62 | 0.62 | 0.62 | 0.62 | 0.62 | 0.62 | 0.62 | 0.62 | 0.62 | 0.62 | 0.62 | #N/A | #N/A | #N/A | #N/A | #N/A | #N/A | #N/A | #N/A | #N/A | #N/A
[12 empty] | 3 | 877930.23 | 326070.04 | 547871.34 | 674763.88 | 691013.94 | 625091.91 | #N/A | #N/A | #N/A |  |  | 3 | 877930.23 | 326070.04 | 547871.34 | 663961.53 | 691013.94 | 511356.68 | #N/A | 182403.2791 | #N/A |  | R22 | -22 | 238 | #N/A | #N/A | #N/A | #N/A | #N/A | #N/A | #N/A | #N/A | #N/A | #N/A | #N/A | #N/A | #N/A | #N/A | #N/A | #N/A | #N/A | #N/A | #N/A | #N/A | #N/A | #N/A | #N/A | #N/A | #N/A | #N/A | #N/A | #N/A | #N/A | #N/A | 0.74 | 0.73 | 0.73 | 0.73 | 0.73 | 0.73 | 0.73 | 0.72 | 0.72 | 0.72 | 0.72 | 0.72 | 0.72 | 0.71 | 0.71 | 0.71 | 0.71 | 0.71 | 0.71 | 0.7 | 0.7 | 0.7 | 0.7 | 0.7 | 0.7 | 0.69 | 0.69 | 0.69 | 0.69 | 0.69 | 0.69 | 0.69 | 0.68 | 0.68 | 0.68 | 0.68 | 0.68 | 0.68 | 0.68 | 0.67 | 0.67 | 0.67 | 0.67 | 0.67 | 0.67 | 0.67 | 0.66 | 0.66 | 0.66 | 0.66 | 0.66 | 0.66 | 0.66 | 0.66 | 0.65 | 0.65 | 0.65 | 0.65 | 0.65 | 0.65 | 0.65 | 0.65 | 0.65 | 0.64 | 0.64 | 0.64 | 0.64 | 0.64 | 0.64 | 0.64 | 0.64 | 0.64 | 0.63 | 0.63 | 0.63 | 0.63 | 0.63 | 0.63 | 0.63 | 0.63 | 0.63 | 0.63 | 0.63 | 0.62 | 0.62 | 0.62 | 0.62 | 0.62 | 0.62 | 0.62 | 0.62 | #N/A | #N/A | #N/A | #N/A | #N/A | #N/A | #N/A | #N/A | #N/A | #N/A
[12 empty] | 4 | 905516.4 | 337751.72 | 565515.48 | 695733.29 | 712468.46 | 645110.46 | #N/A | #N/A | #N/A |  |  | 4 | 905516.4 | 337751.72 | 565515.48 | 684775.84 | 712468.46 | 529004.29 | #N/A | 189199.2794 | #N/A |  | R22 | -21 | 239 | #N/A | #N/A | #N/A | #N/A | #N/A | #N/A | #N/A | #N/A | #N/A | #N/A | #N/A | #N/A | #N/A | #N/A | #N/A | #N/A | #N/A | #N/A | #N/A | #N/A | #N/A | #N/A | #N/A | #N/A | #N/A | #N/A | #N/A | #N/A | #N/A | #N/A | 0.74 | 0.74 | 0.74 | 0.74 | 0.73 | 0.73 | 0.73 | 0.73 | 0.73 | 0.73 | 0.72 | 0.72 | 0.72 | 0.72 | 0.72 | 0.72 | 0.71 | 0.71 | 0.71 | 0.71 | 0.71 | 0.71 | 0.7 | 0.7 | 0.7 | 0.7 | 0.7 | 0.7 | 0.69 | 0.69 | 0.69 | 0.69 | 0.69 | 0.69 | 0.69 | 0.68 | 0.68 | 0.68 | 0.68 | 0.68 | 0.68 | 0.68 | 0.67 | 0.67 | 0.67 | 0.67 | 0.67 | 0.67 | 0.67 | 0.66 | 0.66 | 0.66 | 0.66 | 0.66 | 0.66 | 0.66 | 0.66 | 0.65 | 0.65 | 0.65 | 0.65 | 0.65 | 0.65 | 0.65 | 0.65 | 0.65 | 0.64 | 0.64 | 0.64 | 0.64 | 0.64 | 0.64 | 0.64 | 0.64 | 0.64 | 0.64 | 0.63 | 0.63 | 0.63 | 0.63 | 0.63 | 0.63 | 0.63 | 0.63 | 0.63 | 0.63 | 0.63 | 0.62 | 0.62 | 0.62 | 0.62 | #N/A | #N/A | #N/A | #N/A | #N/A | #N/A | #N/A | #N/A | #N/A | #N/A
[12 empty] | 5 | 933753.23 | 349751.13 | 583582.39 | 717186.4 | 734415.83 | 665608.25 | #N/A | #N/A | #N/A |  |  | 5 | 933753.23 | 349751.13 | 583582.39 | 706073.81 | 734415.83 | 547112.52 | #N/A | 196186.2327 | #N/A |  | R22 | -20 | 240 | #N/A | #N/A | #N/A | #N/A | #N/A | #N/A | #N/A | #N/A | #N/A | #N/A | #N/A | #N/A | #N/A | #N/A | #N/A | #N/A | #N/A | #N/A | #N/A | #N/A | #N/A | #N/A | #N/A | #N/A | #N/A | #N/A | #N/A | #N/A | #N/A | #N/A | 0.75 | 0.74 | 0.74 | 0.74 | 0.74 | 0.74 | 0.74 | 0.73 | 0.73 | 0.73 | 0.73 | 0.73 | 0.72 | 0.72 | 0.72 | 0.72 | 0.72 | 0.72 | 0.71 | 0.71 | 0.71 | 0.71 | 0.71 | 0.71 | 0.7 | 0.7 | 0.7 | 0.7 | 0.7 | 0.7 | 0.7 | 0.69 | 0.69 | 0.69 | 0.69 | 0.69 | 0.69 | 0.69 | 0.68 | 0.68 | 0.68 | 0.68 | 0.68 | 0.68 | 0.68 | 0.67 | 0.67 | 0.67 | 0.67 | 0.67 | 0.67 | 0.67 | 0.66 | 0.66 | 0.66 | 0.66 | 0.66 | 0.66 | 0.66 | 0.66 | 0.66 | 0.65 | 0.65 | 0.65 | 0.65 | 0.65 | 0.65 | 0.65 | 0.65 | 0.65 | 0.64 | 0.64 | 0.64 | 0.64 | 0.64 | 0.64 | 0.64 | 0.64 | 0.64 | 0.64 | 0.63 | 0.63 | 0.63 | 0.63 | 0.63 | 0.63 | 0.63 | 0.63 | 0.63 | 0.63 | 0.63 | #N/A | #N/A | #N/A | #N/A | #N/A | #N/A | #N/A | #N/A | #N/A | #N/A
[12 empty] | 6 | 962650.89 | 362073.91 | 602078.38 | 739130.32 | 756863.14 | 686592.58 | #N/A | #N/A | #N/A |  |  | 6 | 962650.89 | 362073.91 | 602078.38 | 727862.6 | 756863.14 | 565689.36 | #N/A | 203367.5119 | #N/A |  | R22 | -19 | 241 | #N/A | #N/A | #N/A | #N/A | #N/A | #N/A | #N/A | #N/A | #N/A | #N/A | #N/A | #N/A | #N/A | #N/A | #N/A | #N/A | #N/A | #N/A | #N/A | #N/A | #N/A | #N/A | #N/A | #N/A | #N/A | #N/A | #N/A | #N/A | #N/A | #N/A | 0.75 | 0.75 | 0.75 | 0.75 | 0.74 | 0.74 | 0.74 | 0.74 | 0.74 | 0.74 | 0.73 | 0.73 | 0.73 | 0.73 | 0.73 | 0.72 | 0.72 | 0.72 | 0.72 | 0.72 | 0.72 | 0.71 | 0.71 | 0.71 | 0.71 | 0.71 | 0.71 | 0.7 | 0.7 | 0.7 | 0.7 | 0.7 | 0.7 | 0.7 | 0.69 | 0.69 | 0.69 | 0.69 | 0.69 | 0.69 | 0.69 | 0.68 | 0.68 | 0.68 | 0.68 | 0.68 | 0.68 | 0.68 | 0.67 | 0.67 | 0.67 | 0.67 | 0.67 | 0.67 | 0.67 | 0.67 | 0.66 | 0.66 | 0.66 | 0.66 | 0.66 | 0.66 | 0.66 | 0.66 | 0.65 | 0.65 | 0.65 | 0.65 | 0.65 | 0.65 | 0.65 | 0.65 | 0.65 | 0.65 | 0.64 | 0.64 | 0.64 | 0.64 | 0.64 | 0.64 | 0.64 | 0.64 | 0.64 | 0.64 | 0.63 | 0.63 | 0.63 | 0.63 | 0.63 | 0.63 | 0.63 | #N/A | #N/A | #N/A | #N/A | #N/A | #N/A | #N/A | #N/A | #N/A | #N/A
[12 empty] | 7 | 992219.64 | 374725.73 | 621009.75 | 761572.24 | 779817.51 | 708070.81 | #N/A | #N/A | #N/A |  |  | 7 | 992219.64 | 374725.73 | 621009.75 | 750149.41 | 779817.51 | 584742.85 | #N/A | 210746.5019 | #N/A |  | R22 | -18 | 242 | #N/A | #N/A | #N/A | #N/A | #N/A | #N/A | #N/A | #N/A | #N/A | #N/A | #N/A | #N/A | #N/A | #N/A | #N/A | #N/A | #N/A | #N/A | #N/A | #N/A | #N/A | #N/A | #N/A | #N/A | #N/A | #N/A | #N/A | #N/A | #N/A | #N/A | 0.76 | 0.75 | 0.75 | 0.75 | 0.75 | 0.75 | 0.75 | 0.74 | 0.74 | 0.74 | 0.74 | 0.74 | 0.73 | 0.73 | 0.73 | 0.73 | 0.73 | 0.73 | 0.72 | 0.72 | 0.72 | 0.72 | 0.72 | 0.72 | 0.71 | 0.71 | 0.71 | 0.71 | 0.71 | 0.71 | 0.7 | 0.7 | 0.7 | 0.7 | 0.7 | 0.7 | 0.7 | 0.69 | 0.69 | 0.69 | 0.69 | 0.69 | 0.69 | 0.69 | 0.68 | 0.68 | 0.68 | 0.68 | 0.68 | 0.68 | 0.68 | 0.67 | 0.67 | 0.67 | 0.67 | 0.67 | 0.67 | 0.67 | 0.67 | 0.66 | 0.66 | 0.66 | 0.66 | 0.66 | 0.66 | 0.66 | 0.66 | 0.66 | 0.65 | 0.65 | 0.65 | 0.65 | 0.65 | 0.65 | 0.65 | 0.65 | 0.65 | 0.65 | 0.64 | 0.64 | 0.64 | 0.64 | 0.64 | 0.64 | 0.64 | 0.64 | 0.64 | 0.64 | 0.64 | 0.63 | 0.63 | #N/A | #N/A | #N/A | #N/A | #N/A | #N/A | #N/A | #N/A | #N/A | #N/A
[12 empty] | 8 | 1022469.82 | 387712.29 | 640382.84 | 784519.41 | 803286.14 | 730050.33 | #N/A | #N/A | #N/A |  |  | 8 | 1022469.82 | 387712.29 | 640382.84 | 772941.53 | 803286.14 | 604281.12 | #N/A | 218326.5993 | #N/A |  | R22 | -17 | 243 | #N/A | #N/A | #N/A | #N/A | #N/A | #N/A | #N/A | #N/A | #N/A | #N/A | #N/A | #N/A | #N/A | #N/A | #N/A | #N/A | #N/A | #N/A | #N/A | #N/A | #N/A | #N/A | #N/A | #N/A | #N/A | #N/A | #N/A | #N/A | #N/A | #N/A | 0.76 | 0.76 | 0.76 | 0.76 | 0.75 | 0.75 | 0.75 | 0.75 | 0.75 | 0.75 | 0.74 | 0.74 | 0.74 | 0.74 | 0.74 | 0.73 | 0.73 | 0.73 | 0.73 | 0.73 | 0.73 | 0.72 | 0.72 | 0.72 | 0.72 | 0.72 | 0.72 | 0.71 | 0.71 | 0.71 | 0.71 | 0.71 | 0.71 | 0.7 | 0.7 | 0.7 | 0.7 | 0.7 | 0.7 | 0.7 | 0.69 | 0.69 | 0.69 | 0.69 | 0.69 | 0.69 | 0.69 | 0.68 | 0.68 | 0.68 | 0.68 | 0.68 | 0.68 | 0.68 | 0.67 | 0.67 | 0.67 | 0.67 | 0.67 | 0.67 | 0.67 | 0.67 | 0.67 | 0.66 | 0.66 | 0.66 | 0.66 | 0.66 | 0.66 | 0.66 | 0.66 | 0.66 | 0.65 | 0.65 | 0.65 | 0.65 | 0.65 | 0.65 | 0.65 | 0.65 | 0.65 | 0.65 | 0.64 | 0.64 | 0.64 | 0.64 | 0.64 | 0.64 | 0.64 | 0.64 | 0.64 | #N/A | #N/A | #N/A | #N/A | #N/A | #N/A | #N/A | #N/A | #N/A | #N/A
[12 empty] | 9 | 1053411.88 | 401039.34 | 660204.01 | 807979.14 | 827276.29 | 752538.59 | #N/A | #N/A | #N/A |  |  | 9 | 1053411.88 | 401039.34 | 660204.01 | 796246.3 | 827276.29 | 624312.38 | #N/A | 226111.2113 | #N/A |  | R22 | -16 | 244 | #N/A | #N/A | #N/A | #N/A | #N/A | #N/A | #N/A | #N/A | #N/A | #N/A | #N/A | #N/A | #N/A | #N/A | #N/A | #N/A | #N/A | #N/A | #N/A | #N/A | #N/A | #N/A | #N/A | #N/A | #N/A | #N/A | #N/A | #N/A | #N/A | #N/A | 0.77 | 0.77 | 0.76 | 0.76 | 0.76 | 0.76 | 0.76 | 0.75 | 0.75 | 0.75 | 0.75 | 0.75 | 0.74 | 0.74 | 0.74 | 0.74 | 0.74 | 0.74 | 0.73 | 0.73 | 0.73 | 0.73 | 0.73 | 0.73 | 0.72 | 0.72 | 0.72 | 0.72 | 0.72 | 0.72 | 0.71 | 0.71 | 0.71 | 0.71 | 0.71 | 0.71 | 0.7 | 0.7 | 0.7 | 0.7 | 0.7 | 0.7 | 0.7 | 0.69 | 0.69 | 0.69 | 0.69 | 0.69 | 0.69 | 0.69 | 0.68 | 0.68 | 0.68 | 0.68 | 0.68 | 0.68 | 0.68 | 0.68 | 0.67 | 0.67 | 0.67 | 0.67 | 0.67 | 0.67 | 0.67 | 0.67 | 0.66 | 0.66 | 0.66 | 0.66 | 0.66 | 0.66 | 0.66 | 0.66 | 0.66 | 0.65 | 0.65 | 0.65 | 0.65 | 0.65 | 0.65 | 0.65 | 0.65 | 0.65 | 0.65 | 0.65 | 0.64 | 0.64 | 0.64 | 0.64 | 0.64 | #N/A | #N/A | #N/A | #N/A | #N/A | #N/A | #N/A | #N/A | #N/A | #N/A
[12 empty] | 10 | 1085056.36 | 414712.66 | 680479.67 | 831958.79 | 851795.26 | 775543.06 | #N/A | #N/A | #N/A |  |  | 10 | 1085056.36 | 414712.66 | 680479.67 | 820071.13 | 851795.26 | 644844.91 | #N/A | 234103.7548 | #N/A |  | R22 | -15 | 245 | #N/A | #N/A | #N/A | #N/A | #N/A | #N/A | #N/A | #N/A | #N/A | #N/A | #N/A | #N/A | #N/A | #N/A | #N/A | #N/A | #N/A | #N/A | #N/A | #N/A | #N/A | #N/A | #N/A | #N/A | #N/A | #N/A | #N/A | #N/A | #N/A | #N/A | 0.77 | 0.77 | 0.77 | 0.77 | 0.77 | 0.76 | 0.76 | 0.76 | 0.76 | 0.76 | 0.75 | 0.75 | 0.75 | 0.75 | 0.75 | 0.74 | 0.74 | 0.74 | 0.74 | 0.74 | 0.74 | 0.73 | 0.73 | 0.73 | 0.73 | 0.73 | 0.73 | 0.72 | 0.72 | 0.72 | 0.72 | 0.72 | 0.72 | 0.71 | 0.71 | 0.71 | 0.71 | 0.71 | 0.71 | 0.7 | 0.7 | 0.7 | 0.7 | 0.7 | 0.7 | 0.7 | 0.69 | 0.69 | 0.69 | 0.69 | 0.69 | 0.69 | 0.69 | 0.68 | 0.68 | 0.68 | 0.68 | 0.68 | 0.68 | 0.68 | 0.68 | 0.67 | 0.67 | 0.67 | 0.67 | 0.67 | 0.67 | 0.67 | 0.67 | 0.67 | 0.66 | 0.66 | 0.66 | 0.66 | 0.66 | 0.66 | 0.66 | 0.66 | 0.66 | 0.66 | 0.65 | 0.65 | 0.65 | 0.65 | 0.65 | 0.65 | 0.65 | 0.65 | 0.65 | 0.65 | 0.65 | #N/A | #N/A | #N/A | #N/A | #N/A | #N/A | #N/A | #N/A | #N/A | #N/A
[12 empty] | 11 | 1117413.89 | 428738.08 | 701216.22 | 856465.81 | 876850.42 | 799071.27 | #N/A | #N/A | #N/A |  |  | 11 | 1117413.89 | 428738.08 | 701216.22 | 844423.5 | 876850.42 | 665887.08 | #N/A | 242307.6561 | #N/A |  | R22 | -14 | 246 | #N/A | #N/A | #N/A | #N/A | #N/A | #N/A | #N/A | #N/A | #N/A | #N/A | #N/A | #N/A | #N/A | #N/A | #N/A | #N/A | #N/A | #N/A | #N/A | #N/A | #N/A | #N/A | #N/A | #N/A | #N/A | #N/A | #N/A | #N/A | #N/A | #N/A | 0.78 | 0.78 | 0.77 | 0.77 | 0.77 | 0.77 | 0.77 | 0.76 | 0.76 | 0.76 | 0.76 | 0.76 | 0.76 | 0.75 | 0.75 | 0.75 | 0.75 | 0.75 | 0.74 | 0.74 | 0.74 | 0.74 | 0.74 | 0.74 | 0.73 | 0.73 | 0.73 | 0.73 | 0.73 | 0.73 | 0.72 | 0.72 | 0.72 | 0.72 | 0.72 | 0.72 | 0.71 | 0.71 | 0.71 | 0.71 | 0.71 | 0.71 | 0.7 | 0.7 | 0.7 | 0.7 | 0.7 | 0.7 | 0.7 | 0.69 | 0.69 | 0.69 | 0.69 | 0.69 | 0.69 | 0.69 | 0.69 | 0.68 | 0.68 | 0.68 | 0.68 | 0.68 | 0.68 | 0.68 | 0.68 | 0.67 | 0.67 | 0.67 | 0.67 | 0.67 | 0.67 | 0.67 | 0.67 | 0.67 | 0.66 | 0.66 | 0.66 | 0.66 | 0.66 | 0.66 | 0.66 | 0.66 | 0.66 | 0.66 | 0.65 | 0.65 | 0.65 | 0.65 | 0.65 | 0.65 | 0.65 | #N/A | #N/A | #N/A | #N/A | #N/A | #N/A | #N/A | #N/A | #N/A | #N/A
[12 empty] | 12 | 1150495.23 | 443121.47 | 722420.14 | 881507.71 | 902449.24 | 823130.81 | #N/A | #N/A | #N/A |  |  | 12 | 1150495.23 | 443121.47 | 722420.14 | 869310.98 | 902449.24 | 687447.34 | #N/A | 250726.35 | #N/A |  | R22 | -13 | 247 | #N/A | #N/A | #N/A | #N/A | #N/A | #N/A | #N/A | #N/A | #N/A | #N/A | #N/A | #N/A | #N/A | #N/A | #N/A | #N/A | #N/A | #N/A | #N/A | #N/A | #N/A | #N/A | #N/A | #N/A | #N/A | #N/A | #N/A | #N/A | #N/A | #N/A | 0.78 | 0.78 | 0.78 | 0.78 | 0.78 | 0.77 | 0.77 | 0.77 | 0.77 | 0.77 | 0.76 | 0.76 | 0.76 | 0.76 | 0.76 | 0.75 | 0.75 | 0.75 | 0.75 | 0.75 | 0.75 | 0.74 | 0.74 | 0.74 | 0.74 | 0.74 | 0.74 | 0.73 | 0.73 | 0.73 | 0.73 | 0.73 | 0.73 | 0.72 | 0.72 | 0.72 | 0.72 | 0.72 | 0.72 | 0.71 | 0.71 | 0.71 | 0.71 | 0.71 | 0.71 | 0.71 | 0.7 | 0.7 | 0.7 | 0.7 | 0.7 | 0.7 | 0.7 | 0.69 | 0.69 | 0.69 | 0.69 | 0.69 | 0.69 | 0.69 | 0.68 | 0.68 | 0.68 | 0.68 | 0.68 | 0.68 | 0.68 | 0.68 | 0.68 | 0.67 | 0.67 | 0.67 | 0.67 | 0.67 | 0.67 | 0.67 | 0.67 | 0.67 | 0.66 | 0.66 | 0.66 | 0.66 | 0.66 | 0.66 | 0.66 | 0.66 | 0.66 | 0.66 | 0.65 | 0.65 | 0.65 | #N/A | #N/A | #N/A | #N/A | #N/A | #N/A | #N/A | #N/A | #N/A | #N/A
[12 empty] | 13 | 1184311.2 | 457868.72 | 744097.89 | 907092.07 | 928599.23 | 847729.28 | #N/A | #N/A | #N/A |  |  | 13 | 1184311.2 | 457868.72 | 744097.89 | 894741.21 | 928599.23 | 709534.22 | #N/A | 259363.2788 | #N/A |  | R22 | -12 | 248 | #N/A | #N/A | #N/A | #N/A | #N/A | #N/A | #N/A | #N/A | #N/A | #N/A | #N/A | #N/A | #N/A | #N/A | #N/A | #N/A | #N/A | #N/A | #N/A | #N/A | #N/A | #N/A | #N/A | #N/A | #N/A | #N/A | #N/A | #N/A | #N/A | #N/A | 0.79 | 0.79 | 0.79 | 0.78 | 0.78 | 0.78 | 0.78 | 0.78 | 0.77 | 0.77 | 0.77 | 0.77 | 0.77 | 0.76 | 0.76 | 0.76 | 0.76 | 0.76 | 0.75 | 0.75 | 0.75 | 0.75 | 0.75 | 0.75 | 0.74 | 0.74 | 0.74 | 0.74 | 0.74 | 0.74 | 0.73 | 0.73 | 0.73 | 0.73 | 0.73 | 0.73 | 0.72 | 0.72 | 0.72 | 0.72 | 0.72 | 0.72 | 0.71 | 0.71 | 0.71 | 0.71 | 0.71 | 0.71 | 0.71 | 0.7 | 0.7 | 0.7 | 0.7 | 0.7 | 0.7 | 0.7 | 0.69 | 0.69 | 0.69 | 0.69 | 0.69 | 0.69 | 0.69 | 0.69 | 0.68 | 0.68 | 0.68 | 0.68 | 0.68 | 0.68 | 0.68 | 0.68 | 0.67 | 0.67 | 0.67 | 0.67 | 0.67 | 0.67 | 0.67 | 0.67 | 0.67 | 0.67 | 0.66 | 0.66 | 0.66 | 0.66 | 0.66 | 0.66 | 0.66 | 0.66 | 0.66 | #N/A | #N/A | #N/A | #N/A | #N/A | #N/A | #N/A | #N/A | #N/A | #N/A
[12 empty] | 14 | 1218872.76 | 472985.77 | 766255.99 | 933226.54 | 955308 | 872874.34 | #N/A | #N/A | #N/A |  |  | 14 | 1218872.76 | 472985.77 | 766255.99 | 920721.89 | 955308 | 732156.35 | #N/A | 268221.892 | #N/A |  | R22 | -11 | 249 | #N/A | #N/A | #N/A | #N/A | #N/A | #N/A | #N/A | #N/A | #N/A | #N/A | #N/A | #N/A | #N/A | #N/A | #N/A | #N/A | #N/A | #N/A | #N/A | #N/A | #N/A | #N/A | #N/A | #N/A | #N/A | #N/A | #N/A | #N/A | #N/A | #N/A | 0.8 | 0.79 | 0.79 | 0.79 | 0.79 | 0.79 | 0.78 | 0.78 | 0.78 | 0.78 | 0.78 | 0.77 | 0.77 | 0.77 | 0.77 | 0.77 | 0.76 | 0.76 | 0.76 | 0.76 | 0.76 | 0.75 | 0.75 | 0.75 | 0.75 | 0.75 | 0.75 | 0.74 | 0.74 | 0.74 | 0.74 | 0.74 | 0.74 | 0.73 | 0.73 | 0.73 | 0.73 | 0.73 | 0.73 | 0.72 | 0.72 | 0.72 | 0.72 | 0.72 | 0.72 | 0.71 | 0.71 | 0.71 | 0.71 | 0.71 | 0.71 | 0.71 | 0.7 | 0.7 | 0.7 | 0.7 | 0.7 | 0.7 | 0.7 | 0.69 | 0.69 | 0.69 | 0.69 | 0.69 | 0.69 | 0.69 | 0.69 | 0.68 | 0.68 | 0.68 | 0.68 | 0.68 | 0.68 | 0.68 | 0.68 | 0.68 | 0.67 | 0.67 | 0.67 | 0.67 | 0.67 | 0.67 | 0.67 | 0.67 | 0.67 | 0.67 | 0.66 | 0.66 | 0.66 | 0.66 | 0.66 | #N/A | #N/A | #N/A | #N/A | #N/A | #N/A | #N/A | #N/A | #N/A | #N/A
[12 empty] | 15 | 1254190.95 | 488478.62 | 788900.99 | 959918.86 | 982583.21 | 898573.72 | #N/A | #N/A | #N/A |  |  | 15 | 1254190.95 | 488478.62 | 788900.99 | 947260.85 | 982583.21 | 755322.44 | #N/A | 277305.6453 | #N/A |  | R22 | -10 | 250 | #N/A | #N/A | #N/A | #N/A | #N/A | #N/A | #N/A | #N/A | #N/A | #N/A | #N/A | #N/A | #N/A | #N/A | #N/A | #N/A | #N/A | #N/A | #N/A | #N/A | #N/A | #N/A | #N/A | #N/A | #N/A | #N/A | #N/A | #N/A | #N/A | #N/A | 0.8 | 0.8 | 0.8 | 0.8 | 0.79 | 0.79 | 0.79 | 0.79 | 0.78 | 0.78 | 0.78 | 0.78 | 0.78 | 0.77 | 0.77 | 0.77 | 0.77 | 0.77 | 0.77 | 0.76 | 0.76 | 0.76 | 0.76 | 0.76 | 0.75 | 0.75 | 0.75 | 0.75 | 0.75 | 0.75 | 0.74 | 0.74 | 0.74 | 0.74 | 0.74 | 0.74 | 0.73 | 0.73 | 0.73 | 0.73 | 0.73 | 0.73 | 0.72 | 0.72 | 0.72 | 0.72 | 0.72 | 0.72 | 0.71 | 0.71 | 0.71 | 0.71 | 0.71 | 0.71 | 0.71 | 0.7 | 0.7 | 0.7 | 0.7 | 0.7 | 0.7 | 0.7 | 0.7 | 0.69 | 0.69 | 0.69 | 0.69 | 0.69 | 0.69 | 0.69 | 0.69 | 0.68 | 0.68 | 0.68 | 0.68 | 0.68 | 0.68 | 0.68 | 0.68 | 0.68 | 0.67 | 0.67 | 0.67 | 0.67 | 0.67 | 0.67 | 0.67 | 0.67 | 0.67 | 0.67 | 0.67 | #N/A | #N/A | #N/A | #N/A | #N/A | #N/A | #N/A | #N/A | #N/A | #N/A
[12 empty] | 16 | 1290276.95 | 504353.29 | 812039.45 | 987176.84 | 1010432.65 | 924835.15 | #N/A | #N/A | #N/A |  |  | 16 | 1290276.95 | 504353.29 | 812039.45 | 974365.97 | 1010432.65 | 779041.29 | #N/A | 286617.9999 | #N/A |  | R22 | -9 | 251 | #N/A | #N/A | #N/A | #N/A | #N/A | #N/A | #N/A | #N/A | #N/A | #N/A | #N/A | #N/A | #N/A | #N/A | #N/A | #N/A | #N/A | #N/A | #N/A | #N/A | #N/A | #N/A | #N/A | #N/A | #N/A | #N/A | #N/A | #N/A | #N/A | #N/A | 0.81 | 0.81 | 0.8 | 0.8 | 0.8 | 0.8 | 0.79 | 0.79 | 0.79 | 0.79 | 0.79 | 0.78 | 0.78 | 0.78 | 0.78 | 0.78 | 0.77 | 0.77 | 0.77 | 0.77 | 0.77 | 0.77 | 0.76 | 0.76 | 0.76 | 0.76 | 0.76 | 0.75 | 0.75 | 0.75 | 0.75 | 0.75 | 0.75 | 0.74 | 0.74 | 0.74 | 0.74 | 0.74 | 0.74 | 0.73 | 0.73 | 0.73 | 0.73 | 0.73 | 0.73 | 0.72 | 0.72 | 0.72 | 0.72 | 0.72 | 0.72 | 0.72 | 0.71 | 0.71 | 0.71 | 0.71 | 0.71 | 0.71 | 0.71 | 0.7 | 0.7 | 0.7 | 0.7 | 0.7 | 0.7 | 0.7 | 0.7 | 0.69 | 0.69 | 0.69 | 0.69 | 0.69 | 0.69 | 0.69 | 0.69 | 0.68 | 0.68 | 0.68 | 0.68 | 0.68 | 0.68 | 0.68 | 0.68 | 0.68 | 0.68 | 0.67 | 0.67 | 0.67 | 0.67 | 0.67 | 0.67 | #N/A | #N/A | #N/A | #N/A | #N/A | #N/A | #N/A | #N/A | #N/A | #N/A
[12 empty] | 17 | 1327142.01 | 520615.83 | 835677.99 | 1015008.38 | 1038864.17 | 951666.44 | #N/A | #N/A | #N/A |  |  | 17 | 1327142.01 | 520615.83 | 835677.99 | 1002045.24 | 1038864.17 | 803321.8 | #N/A | 296162.4218 | #N/A |  | R22 | -8 | 252 | #N/A | #N/A | #N/A | #N/A | #N/A | #N/A | #N/A | #N/A | #N/A | #N/A | #N/A | #N/A | #N/A | #N/A | #N/A | #N/A | #N/A | #N/A | #N/A | #N/A | #N/A | #N/A | #N/A | #N/A | #N/A | #N/A | #N/A | #N/A | #N/A | #N/A | 0.81 | 0.81 | 0.81 | 0.81 | 0.8 | 0.8 | 0.8 | 0.8 | 0.8 | 0.79 | 0.79 | 0.79 | 0.79 | 0.79 | 0.78 | 0.78 | 0.78 | 0.78 | 0.78 | 0.77 | 0.77 | 0.77 | 0.77 | 0.77 | 0.76 | 0.76 | 0.76 | 0.76 | 0.76 | 0.76 | 0.75 | 0.75 | 0.75 | 0.75 | 0.75 | 0.75 | 0.74 | 0.74 | 0.74 | 0.74 | 0.74 | 0.74 | 0.73 | 0.73 | 0.73 | 0.73 | 0.73 | 0.73 | 0.72 | 0.72 | 0.72 | 0.72 | 0.72 | 0.72 | 0.72 | 0.71 | 0.71 | 0.71 | 0.71 | 0.71 | 0.71 | 0.71 | 0.7 | 0.7 | 0.7 | 0.7 | 0.7 | 0.7 | 0.7 | 0.7 | 0.69 | 0.69 | 0.69 | 0.69 | 0.69 | 0.69 | 0.69 | 0.69 | 0.69 | 0.68 | 0.68 | 0.68 | 0.68 | 0.68 | 0.68 | 0.68 | 0.68 | 0.68 | 0.68 | 0.68 | 0.67 | #N/A | #N/A | #N/A | #N/A | #N/A | #N/A | #N/A | #N/A | #N/A | #N/A
[12 empty] | 18 | 1364797.52 | 537272.35 | 859823.22 | 1043421.45 | 1067885.74 | 979075.43 | #N/A | #N/A | #N/A |  |  | 18 | 1364797.52 | 537272.35 | 859823.22 | 1030306.76 | 1067885.74 | 828172.97 | #N/A | 305942.381 | #N/A |  | R22 | -7 | 253 | #N/A | #N/A | #N/A | #N/A | #N/A | #N/A | #N/A | #N/A | #N/A | #N/A | #N/A | #N/A | #N/A | #N/A | #N/A | #N/A | #N/A | #N/A | #N/A | #N/A | #N/A | #N/A | #N/A | #N/A | #N/A | #N/A | #N/A | #N/A | #N/A | #N/A | 0.82 | 0.82 | 0.82 | 0.81 | 0.81 | 0.81 | 0.81 | 0.8 | 0.8 | 0.8 | 0.8 | 0.8 | 0.79 | 0.79 | 0.79 | 0.79 | 0.79 | 0.78 | 0.78 | 0.78 | 0.78 | 0.78 | 0.77 | 0.77 | 0.77 | 0.77 | 0.77 | 0.76 | 0.76 | 0.76 | 0.76 | 0.76 | 0.76 | 0.75 | 0.75 | 0.75 | 0.75 | 0.75 | 0.75 | 0.74 | 0.74 | 0.74 | 0.74 | 0.74 | 0.74 | 0.73 | 0.73 | 0.73 | 0.73 | 0.73 | 0.73 | 0.73 | 0.72 | 0.72 | 0.72 | 0.72 | 0.72 | 0.72 | 0.72 | 0.71 | 0.71 | 0.71 | 0.71 | 0.71 | 0.71 | 0.71 | 0.7 | 0.7 | 0.7 | 0.7 | 0.7 | 0.7 | 0.7 | 0.7 | 0.69 | 0.69 | 0.69 | 0.69 | 0.69 | 0.69 | 0.69 | 0.69 | 0.69 | 0.69 | 0.68 | 0.68 | 0.68 | 0.68 | 0.68 | 0.68 | 0.68 | #N/A | #N/A | #N/A | #N/A | #N/A | #N/A | #N/A | #N/A | #N/A | #N/A
[12 empty] | 19 | 1403254.97 | 554329.01 | 884481.84 | 1072424.15 | 1097505.42 | 1007070.02 | #N/A | #N/A | #N/A |  |  | 19 | 1403254.97 | 554329.01 | 884481.84 | 1059158.71 | 1097505.42 | 853603.89 | #N/A | 315961.3512 | #N/A |  | R22 | -6 | 254 | #N/A | #N/A | #N/A | #N/A | #N/A | #N/A | #N/A | #N/A | #N/A | #N/A | #N/A | #N/A | #N/A | #N/A | #N/A | #N/A | #N/A | #N/A | #N/A | #N/A | #N/A | #N/A | #N/A | #N/A | #N/A | #N/A | #N/A | #N/A | #N/A | #N/A | 0.83 | 0.82 | 0.82 | 0.82 | 0.82 | 0.81 | 0.81 | 0.81 | 0.81 | 0.81 | 0.8 | 0.8 | 0.8 | 0.8 | 0.8 | 0.79 | 0.79 | 0.79 | 0.79 | 0.79 | 0.78 | 0.78 | 0.78 | 0.78 | 0.78 | 0.77 | 0.77 | 0.77 | 0.77 | 0.77 | 0.76 | 0.76 | 0.76 | 0.76 | 0.76 | 0.76 | 0.75 | 0.75 | 0.75 | 0.75 | 0.75 | 0.75 | 0.74 | 0.74 | 0.74 | 0.74 | 0.74 | 0.74 | 0.73 | 0.73 | 0.73 | 0.73 | 0.73 | 0.73 | 0.73 | 0.72 | 0.72 | 0.72 | 0.72 | 0.72 | 0.72 | 0.72 | 0.71 | 0.71 | 0.71 | 0.71 | 0.71 | 0.71 | 0.71 | 0.71 | 0.7 | 0.7 | 0.7 | 0.7 | 0.7 | 0.7 | 0.7 | 0.7 | 0.69 | 0.69 | 0.69 | 0.69 | 0.69 | 0.69 | 0.69 | 0.69 | 0.69 | 0.69 | 0.68 | 0.68 | 0.68 | #N/A | #N/A | #N/A | #N/A | #N/A | #N/A | #N/A | #N/A | #N/A | #N/A
[12 empty] | 20 | 1442525.99 | 571792 | 909660.53 | 1102024.63 | 1127731.37 | 1035658.14 | #N/A | #N/A | #N/A |  |  | 20 | 1442525.99 | 571792 | 909660.53 | 1088609.4 | 1127731.37 | 879623.75 | #N/A | 326222.8085 | #N/A |  | R22 | -5 | 255 | #N/A | #N/A | #N/A | #N/A | #N/A | #N/A | #N/A | #N/A | #N/A | #N/A | #N/A | #N/A | #N/A | #N/A | #N/A | #N/A | #N/A | #N/A | #N/A | #N/A | #N/A | #N/A | #N/A | #N/A | #N/A | #N/A | #N/A | #N/A | #N/A | #N/A | 0.83 | 0.83 | 0.83 | 0.83 | 0.82 | 0.82 | 0.82 | 0.82 | 0.81 | 0.81 | 0.81 | 0.81 | 0.81 | 0.8 | 0.8 | 0.8 | 0.8 | 0.8 | 0.79 | 0.79 | 0.79 | 0.79 | 0.79 | 0.78 | 0.78 | 0.78 | 0.78 | 0.78 | 0.77 | 0.77 | 0.77 | 0.77 | 0.77 | 0.76 | 0.76 | 0.76 | 0.76 | 0.76 | 0.76 | 0.75 | 0.75 | 0.75 | 0.75 | 0.75 | 0.75 | 0.74 | 0.74 | 0.74 | 0.74 | 0.74 | 0.74 | 0.74 | 0.73 | 0.73 | 0.73 | 0.73 | 0.73 | 0.73 | 0.72 | 0.72 | 0.72 | 0.72 | 0.72 | 0.72 | 0.72 | 0.72 | 0.71 | 0.71 | 0.71 | 0.71 | 0.71 | 0.71 | 0.71 | 0.71 | 0.7 | 0.7 | 0.7 | 0.7 | 0.7 | 0.7 | 0.7 | 0.7 | 0.7 | 0.69 | 0.69 | 0.69 | 0.69 | 0.69 | 0.69 | 0.69 | 0.69 | #N/A | #N/A | #N/A | #N/A | #N/A | #N/A | #N/A | #N/A | #N/A | #N/A
[12 empty] | 21 | 1482622.3 | 589667.54 | 935366.03 | 1132231.17 | 1158571.89 | 1064847.78 | #N/A | #N/A | #N/A |  |  | 21 | #N/A | #N/A | #N/A | #N/A | #N/A | #N/A | #N/A | 336730.2309 | #N/A |  | R22 | -4 | 256 | #N/A | #N/A | #N/A | #N/A | #N/A | #N/A | #N/A | #N/A | #N/A | #N/A | #N/A | #N/A | #N/A | #N/A | #N/A | #N/A | #N/A | #N/A | #N/A | #N/A | #N/A | #N/A | #N/A | #N/A | #N/A | #N/A | #N/A | #N/A | #N/A | #N/A | 0.84 | 0.84 | 0.83 | 0.83 | 0.83 | 0.83 | 0.83 | 0.82 | 0.82 | 0.82 | 0.82 | 0.81 | 0.81 | 0.81 | 0.81 | 0.81 | 0.8 | 0.8 | 0.8 | 0.8 | 0.8 | 0.79 | 0.79 | 0.79 | 0.79 | 0.79 | 0.78 | 0.78 | 0.78 | 0.78 | 0.78 | 0.77 | 0.77 | 0.77 | 0.77 | 0.77 | 0.77 | 0.76 | 0.76 | 0.76 | 0.76 | 0.76 | 0.75 | 0.75 | 0.75 | 0.75 | 0.75 | 0.75 | 0.74 | 0.74 | 0.74 | 0.74 | 0.74 | 0.74 | 0.74 | 0.73 | 0.73 | 0.73 | 0.73 | 0.73 | 0.73 | 0.73 | 0.72 | 0.72 | 0.72 | 0.72 | 0.72 | 0.72 | 0.72 | 0.72 | 0.71 | 0.71 | 0.71 | 0.71 | 0.71 | 0.71 | 0.71 | 0.71 | 0.7 | 0.7 | 0.7 | 0.7 | 0.7 | 0.7 | 0.7 | 0.7 | 0.7 | 0.69 | 0.69 | 0.69 | 0.69 | #N/A | #N/A | #N/A | #N/A | #N/A | #N/A | #N/A | #N/A | #N/A | #N/A
[12 empty] | 22 | 1523555.75 | 607961.92 | 961605.13 | 1163052.12 | 1190035.39 | 1094646.98 | #N/A | #N/A | #N/A |  |  | 22 | #N/A | #N/A | #N/A | #N/A | #N/A | #N/A | #N/A | 347487.0981 | #N/A |  | R22 | -3 | 257 | #N/A | #N/A | #N/A | #N/A | #N/A | #N/A | #N/A | #N/A | #N/A | #N/A | #N/A | #N/A | #N/A | #N/A | #N/A | #N/A | #N/A | #N/A | #N/A | #N/A | #N/A | #N/A | #N/A | #N/A | #N/A | #N/A | #N/A | #N/A | #N/A | #N/A | 0.85 | 0.84 | 0.84 | 0.84 | 0.84 | 0.83 | 0.83 | 0.83 | 0.83 | 0.82 | 0.82 | 0.82 | 0.82 | 0.82 | 0.81 | 0.81 | 0.81 | 0.81 | 0.81 | 0.8 | 0.8 | 0.8 | 0.8 | 0.8 | 0.79 | 0.79 | 0.79 | 0.79 | 0.79 | 0.78 | 0.78 | 0.78 | 0.78 | 0.78 | 0.77 | 0.77 | 0.77 | 0.77 | 0.77 | 0.77 | 0.76 | 0.76 | 0.76 | 0.76 | 0.76 | 0.76 | 0.75 | 0.75 | 0.75 | 0.75 | 0.75 | 0.75 | 0.74 | 0.74 | 0.74 | 0.74 | 0.74 | 0.74 | 0.73 | 0.73 | 0.73 | 0.73 | 0.73 | 0.73 | 0.73 | 0.73 | 0.72 | 0.72 | 0.72 | 0.72 | 0.72 | 0.72 | 0.72 | 0.71 | 0.71 | 0.71 | 0.71 | 0.71 | 0.71 | 0.71 | 0.71 | 0.71 | 0.7 | 0.7 | 0.7 | 0.7 | 0.7 | 0.7 | 0.7 | 0.7 | 0.7 | #N/A | #N/A | #N/A | #N/A | #N/A | #N/A | #N/A | #N/A | #N/A | #N/A
[12 empty] | 23 | 1565338.32 | 626681.45 | 988384.62 | 1194495.97 | 1222130.41 | 1125063.8 | #N/A | #N/A | #N/A |  |  | 23 | #N/A | #N/A | #N/A | #N/A | #N/A | #N/A | #N/A | 358496.89 | #N/A |  | R22 | -2 | 258 | #N/A | #N/A | #N/A | #N/A | #N/A | #N/A | #N/A | #N/A | #N/A | #N/A | #N/A | #N/A | #N/A | #N/A | #N/A | #N/A | #N/A | #N/A | #N/A | #N/A | #N/A | #N/A | #N/A | #N/A | #N/A | #N/A | #N/A | #N/A | #N/A | #N/A | 0.85 | 0.85 | 0.85 | 0.84 | 0.84 | 0.84 | 0.84 | 0.84 | 0.83 | 0.83 | 0.83 | 0.83 | 0.82 | 0.82 | 0.82 | 0.82 | 0.82 | 0.81 | 0.81 | 0.81 | 0.81 | 0.81 | 0.8 | 0.8 | 0.8 | 0.8 | 0.8 | 0.79 | 0.79 | 0.79 | 0.79 | 0.79 | 0.78 | 0.78 | 0.78 | 0.78 | 0.78 | 0.77 | 0.77 | 0.77 | 0.77 | 0.77 | 0.77 | 0.76 | 0.76 | 0.76 | 0.76 | 0.76 | 0.76 | 0.75 | 0.75 | 0.75 | 0.75 | 0.75 | 0.75 | 0.74 | 0.74 | 0.74 | 0.74 | 0.74 | 0.74 | 0.74 | 0.73 | 0.73 | 0.73 | 0.73 | 0.73 | 0.73 | 0.73 | 0.72 | 0.72 | 0.72 | 0.72 | 0.72 | 0.72 | 0.72 | 0.72 | 0.72 | 0.71 | 0.71 | 0.71 | 0.71 | 0.71 | 0.71 | 0.71 | 0.71 | 0.71 | 0.7 | 0.7 | 0.7 | 0.7 | #N/A | #N/A | #N/A | #N/A | #N/A | #N/A | #N/A | #N/A | #N/A | #N/A
[12 empty] | 24 | 1607982.1 | 645832.52 | 1015711.35 | 1226571.31 | 1254865.63 | 1156106.39 | #N/A | #N/A | #N/A |  |  | 24 | #N/A | #N/A | #N/A | #N/A | #N/A | #N/A | #N/A | 369763.0865 | #N/A |  | R22 | -1 | 259 | #N/A | #N/A | #N/A | #N/A | #N/A | #N/A | #N/A | #N/A | #N/A | #N/A | #N/A | #N/A | #N/A | #N/A | #N/A | #N/A | #N/A | #N/A | #N/A | #N/A | #N/A | #N/A | #N/A | #N/A | #N/A | #N/A | #N/A | #N/A | #N/A | #N/A | 0.86 | 0.86 | 0.85 | 0.85 | 0.85 | 0.85 | 0.84 | 0.84 | 0.84 | 0.84 | 0.84 | 0.83 | 0.83 | 0.83 | 0.83 | 0.82 | 0.82 | 0.82 | 0.82 | 0.82 | 0.81 | 0.81 | 0.81 | 0.81 | 0.81 | 0.8 | 0.8 | 0.8 | 0.8 | 0.8 | 0.79 | 0.79 | 0.79 | 0.79 | 0.79 | 0.78 | 0.78 | 0.78 | 0.78 | 0.78 | 0.77 | 0.77 | 0.77 | 0.77 | 0.77 | 0.77 | 0.76 | 0.76 | 0.76 | 0.76 | 0.76 | 0.76 | 0.75 | 0.75 | 0.75 | 0.75 | 0.75 | 0.75 | 0.75 | 0.74 | 0.74 | 0.74 | 0.74 | 0.74 | 0.74 | 0.74 | 0.73 | 0.73 | 0.73 | 0.73 | 0.73 | 0.73 | 0.73 | 0.72 | 0.72 | 0.72 | 0.72 | 0.72 | 0.72 | 0.72 | 0.72 | 0.72 | 0.71 | 0.71 | 0.71 | 0.71 | 0.71 | 0.71 | 0.71 | 0.71 | 0.71 | #N/A | #N/A | #N/A | #N/A | #N/A | #N/A | #N/A | #N/A | #N/A | #N/A
[12 empty] | 25 | 1651499.34 | 665421.53 | 1043592.21 | 1259286.82 | 1288249.86 | 1187782.91 | #N/A | #N/A | #N/A |  |  | 25 | #N/A | #N/A | #N/A | #N/A | #N/A | #N/A | #N/A | 381289.1667 | #N/A |  | R22 | 0 | 260 | #N/A | #N/A | #N/A | #N/A | #N/A | #N/A | #N/A | #N/A | #N/A | #N/A | #N/A | #N/A | #N/A | #N/A | #N/A | #N/A | #N/A | #N/A | #N/A | #N/A | #N/A | #N/A | #N/A | #N/A | #N/A | #N/A | #N/A | #N/A | #N/A | #N/A | 0.87 | 0.86 | 0.86 | 0.86 | 0.86 | 0.85 | 0.85 | 0.85 | 0.85 | 0.84 | 0.84 | 0.84 | 0.84 | 0.84 | 0.83 | 0.83 | 0.83 | 0.83 | 0.82 | 0.82 | 0.82 | 0.82 | 0.82 | 0.81 | 0.81 | 0.81 | 0.81 | 0.81 | 0.8 | 0.8 | 0.8 | 0.8 | 0.8 | 0.79 | 0.79 | 0.79 | 0.79 | 0.79 | 0.78 | 0.78 | 0.78 | 0.78 | 0.78 | 0.78 | 0.77 | 0.77 | 0.77 | 0.77 | 0.77 | 0.76 | 0.76 | 0.76 | 0.76 | 0.76 | 0.76 | 0.76 | 0.75 | 0.75 | 0.75 | 0.75 | 0.75 | 0.75 | 0.74 | 0.74 | 0.74 | 0.74 | 0.74 | 0.74 | 0.74 | 0.74 | 0.73 | 0.73 | 0.73 | 0.73 | 0.73 | 0.73 | 0.73 | 0.72 | 0.72 | 0.72 | 0.72 | 0.72 | 0.72 | 0.72 | 0.72 | 0.72 | 0.71 | 0.71 | 0.71 | 0.71 | 0.71 | #N/A | #N/A | #N/A | #N/A | #N/A | #N/A | #N/A | #N/A | #N/A | #N/A
[12 empty] | 26 | 1695902.39 | 685454.95 | 1072034.12 | 1292651.33 | 1322292.09 | 1220101.6 | #N/A | #N/A | #N/A |  |  | 26 | #N/A | #N/A | #N/A | #N/A | #N/A | #N/A | #N/A | 393078.6086 | #N/A |  | R22 | 1 | 261 | #N/A | #N/A | #N/A | #N/A | #N/A | #N/A | #N/A | #N/A | #N/A | #N/A | #N/A | #N/A | #N/A | #N/A | #N/A | #N/A | #N/A | #N/A | #N/A | #N/A | #N/A | #N/A | #N/A | #N/A | #N/A | #N/A | #N/A | #N/A | #N/A | #N/A | 0.87 | 0.87 | 0.87 | 0.87 | 0.86 | 0.86 | 0.86 | 0.86 | 0.85 | 0.85 | 0.85 | 0.85 | 0.84 | 0.84 | 0.84 | 0.84 | 0.83 | 0.83 | 0.83 | 0.83 | 0.83 | 0.82 | 0.82 | 0.82 | 0.82 | 0.82 | 0.81 | 0.81 | 0.81 | 0.81 | 0.81 | 0.8 | 0.8 | 0.8 | 0.8 | 0.8 | 0.79 | 0.79 | 0.79 | 0.79 | 0.79 | 0.78 | 0.78 | 0.78 | 0.78 | 0.78 | 0.78 | 0.77 | 0.77 | 0.77 | 0.77 | 0.77 | 0.77 | 0.76 | 0.76 | 0.76 | 0.76 | 0.76 | 0.76 | 0.75 | 0.75 | 0.75 | 0.75 | 0.75 | 0.75 | 0.75 | 0.74 | 0.74 | 0.74 | 0.74 | 0.74 | 0.74 | 0.74 | 0.74 | 0.73 | 0.73 | 0.73 | 0.73 | 0.73 | 0.73 | 0.73 | 0.73 | 0.72 | 0.72 | 0.72 | 0.72 | 0.72 | 0.72 | 0.72 | 0.72 | 0.72 | #N/A | #N/A | #N/A | #N/A | #N/A | #N/A | #N/A | #N/A | #N/A | #N/A
[12 empty] | 27 | 1741203.73 | 705939.3 | 1101044.06 | 1326673.79 | 1357001.45 | 1253070.72 | #N/A | #N/A | #N/A |  |  | 27 | #N/A | #N/A | #N/A | #N/A | #N/A | #N/A | #N/A | 405134.8875 | #N/A |  | R22 | 2 | 262 | #N/A | #N/A | #N/A | #N/A | #N/A | #N/A | #N/A | #N/A | #N/A | #N/A | #N/A | #N/A | #N/A | #N/A | #N/A | #N/A | #N/A | #N/A | #N/A | #N/A | #N/A | #N/A | #N/A | #N/A | #N/A | #N/A | #N/A | #N/A | #N/A | #N/A | 0.88 | 0.88 | 0.87 | 0.87 | 0.87 | 0.87 | 0.86 | 0.86 | 0.86 | 0.86 | 0.86 | 0.85 | 0.85 | 0.85 | 0.85 | 0.84 | 0.84 | 0.84 | 0.84 | 0.83 | 0.83 | 0.83 | 0.83 | 0.83 | 0.82 | 0.82 | 0.82 | 0.82 | 0.82 | 0.81 | 0.81 | 0.81 | 0.81 | 0.81 | 0.8 | 0.8 | 0.8 | 0.8 | 0.8 | 0.79 | 0.79 | 0.79 | 0.79 | 0.79 | 0.78 | 0.78 | 0.78 | 0.78 | 0.78 | 0.78 | 0.77 | 0.77 | 0.77 | 0.77 | 0.77 | 0.77 | 0.76 | 0.76 | 0.76 | 0.76 | 0.76 | 0.76 | 0.76 | 0.75 | 0.75 | 0.75 | 0.75 | 0.75 | 0.75 | 0.75 | 0.74 | 0.74 | 0.74 | 0.74 | 0.74 | 0.74 | 0.74 | 0.74 | 0.73 | 0.73 | 0.73 | 0.73 | 0.73 | 0.73 | 0.73 | 0.73 | 0.72 | 0.72 | 0.72 | 0.72 | 0.72 | #N/A | #N/A | #N/A | #N/A | #N/A | #N/A | #N/A | #N/A | #N/A | #N/A
[12 empty] | 28 | 1787416.01 | 726881.13 | 1130629.02 | 1361363.27 | 1392387.25 | 1286698.61 | #N/A | #N/A | #N/A |  |  | 28 | #N/A | #N/A | #N/A | #N/A | #N/A | #N/A | #N/A | 417461.4764 | #N/A |  | R22 | 3 | 263 | #N/A | #N/A | #N/A | #N/A | #N/A | #N/A | #N/A | #N/A | #N/A | #N/A | #N/A | #N/A | #N/A | #N/A | #N/A | #N/A | #N/A | #N/A | #N/A | #N/A | #N/A | #N/A | #N/A | #N/A | #N/A | #N/A | #N/A | #N/A | #N/A | #N/A | 0.89 | 0.88 | 0.88 | 0.88 | 0.88 | 0.87 | 0.87 | 0.87 | 0.87 | 0.86 | 0.86 | 0.86 | 0.86 | 0.86 | 0.85 | 0.85 | 0.85 | 0.85 | 0.84 | 0.84 | 0.84 | 0.84 | 0.83 | 0.83 | 0.83 | 0.83 | 0.83 | 0.82 | 0.82 | 0.82 | 0.82 | 0.82 | 0.81 | 0.81 | 0.81 | 0.81 | 0.81 | 0.8 | 0.8 | 0.8 | 0.8 | 0.8 | 0.79 | 0.79 | 0.79 | 0.79 | 0.79 | 0.79 | 0.78 | 0.78 | 0.78 | 0.78 | 0.78 | 0.78 | 0.77 | 0.77 | 0.77 | 0.77 | 0.77 | 0.77 | 0.76 | 0.76 | 0.76 | 0.76 | 0.76 | 0.76 | 0.76 | 0.75 | 0.75 | 0.75 | 0.75 | 0.75 | 0.75 | 0.75 | 0.74 | 0.74 | 0.74 | 0.74 | 0.74 | 0.74 | 0.74 | 0.74 | 0.73 | 0.73 | 0.73 | 0.73 | 0.73 | 0.73 | 0.73 | 0.73 | 0.73 | #N/A | #N/A | #N/A | #N/A | #N/A | #N/A | #N/A | #N/A | #N/A | #N/A
[12 empty] | 29 | 1834551.97 | 748287.07 | 1160796.07 | 1396728.97 | 1428458.99 | 1320993.64 | #N/A | #N/A | #N/A |  |  | 29 | #N/A | #N/A | #N/A | #N/A | #N/A | #N/A | #N/A | 430061.8448 | #N/A |  | R22 | 4 | 264 | #N/A | #N/A | #N/A | #N/A | #N/A | #N/A | #N/A | #N/A | #N/A | #N/A | #N/A | #N/A | #N/A | #N/A | #N/A | #N/A | #N/A | #N/A | #N/A | #N/A | #N/A | #N/A | #N/A | #N/A | #N/A | #N/A | #N/A | #N/A | #N/A | #N/A | 0.89 | 0.89 | 0.89 | 0.89 | 0.88 | 0.88 | 0.88 | 0.88 | 0.87 | 0.87 | 0.87 | 0.87 | 0.86 | 0.86 | 0.86 | 0.86 | 0.85 | 0.85 | 0.85 | 0.85 | 0.85 | 0.84 | 0.84 | 0.84 | 0.84 | 0.83 | 0.83 | 0.83 | 0.83 | 0.83 | 0.82 | 0.82 | 0.82 | 0.82 | 0.82 | 0.81 | 0.81 | 0.81 | 0.81 | 0.81 | 0.8 | 0.8 | 0.8 | 0.8 | 0.8 | 0.79 | 0.79 | 0.79 | 0.79 | 0.79 | 0.79 | 0.78 | 0.78 | 0.78 | 0.78 | 0.78 | 0.78 | 0.77 | 0.77 | 0.77 | 0.77 | 0.77 | 0.77 | 0.77 | 0.76 | 0.76 | 0.76 | 0.76 | 0.76 | 0.76 | 0.76 | 0.75 | 0.75 | 0.75 | 0.75 | 0.75 | 0.75 | 0.75 | 0.74 | 0.74 | 0.74 | 0.74 | 0.74 | 0.74 | 0.74 | 0.74 | 0.74 | 0.73 | 0.73 | 0.73 | 0.73 | #N/A | #N/A | #N/A | #N/A | #N/A | #N/A | #N/A | #N/A | #N/A | #N/A
[12 empty] | 30 | 1882624.54 | 770163.77 | 1191552.3 | 1432780.24 | 1465226.32 | 1355964.23 | #N/A | #N/A | #N/A |  |  | 30 | #N/A | #N/A | #N/A | #N/A | #N/A | #N/A | #N/A | 442939.4579 | #N/A |  | R22 | 5 | 265 | #N/A | #N/A | #N/A | #N/A | #N/A | #N/A | #N/A | #N/A | #N/A | #N/A | #N/A | #N/A | #N/A | #N/A | #N/A | #N/A | #N/A | #N/A | #N/A | #N/A | #N/A | #N/A | #N/A | #N/A | #N/A | #N/A | #N/A | #N/A | #N/A | #N/A | 0.9 | 0.9 | 0.9 | 0.89 | 0.89 | 0.89 | 0.89 | 0.88 | 0.88 | 0.88 | 0.88 | 0.87 | 0.87 | 0.87 | 0.87 | 0.86 | 0.86 | 0.86 | 0.86 | 0.85 | 0.85 | 0.85 | 0.85 | 0.85 | 0.84 | 0.84 | 0.84 | 0.84 | 0.83 | 0.83 | 0.83 | 0.83 | 0.83 | 0.82 | 0.82 | 0.82 | 0.82 | 0.82 | 0.81 | 0.81 | 0.81 | 0.81 | 0.81 | 0.8 | 0.8 | 0.8 | 0.8 | 0.8 | 0.8 | 0.79 | 0.79 | 0.79 | 0.79 | 0.79 | 0.79 | 0.78 | 0.78 | 0.78 | 0.78 | 0.78 | 0.78 | 0.77 | 0.77 | 0.77 | 0.77 | 0.77 | 0.77 | 0.76 | 0.76 | 0.76 | 0.76 | 0.76 | 0.76 | 0.76 | 0.76 | 0.75 | 0.75 | 0.75 | 0.75 | 0.75 | 0.75 | 0.75 | 0.75 | 0.74 | 0.74 | 0.74 | 0.74 | 0.74 | 0.74 | 0.74 | 0.74 | #N/A | #N/A | #N/A | #N/A | #N/A | #N/A | #N/A | #N/A | #N/A | #N/A
[12 empty] | 31 | 1931646.75 | 792517.98 | 1222904.86 | 1469526.58 | 1502699.15 | 1391618.85 | #N/A | #N/A | #N/A |  |  | 31 | #N/A | #N/A | #N/A | #N/A | #N/A | #N/A | #N/A | #N/A | #N/A |  | R22 | 6 | 266 | #N/A | #N/A | #N/A | #N/A | #N/A | #N/A | #N/A | #N/A | #N/A | #N/A | #N/A | #N/A | #N/A | #N/A | #N/A | #N/A | #N/A | #N/A | #N/A | #N/A | #N/A | #N/A | #N/A | #N/A | #N/A | #N/A | #N/A | #N/A | #N/A | #N/A | 0.91 | 0.91 | 0.9 | 0.9 | 0.9 | 0.9 | 0.89 | 0.89 | 0.89 | 0.89 | 0.88 | 0.88 | 0.88 | 0.88 | 0.87 | 0.87 | 0.87 | 0.87 | 0.86 | 0.86 | 0.86 | 0.86 | 0.85 | 0.85 | 0.85 | 0.85 | 0.85 | 0.84 | 0.84 | 0.84 | 0.84 | 0.84 | 0.83 | 0.83 | 0.83 | 0.83 | 0.82 | 0.82 | 0.82 | 0.82 | 0.82 | 0.81 | 0.81 | 0.81 | 0.81 | 0.81 | 0.81 | 0.8 | 0.8 | 0.8 | 0.8 | 0.8 | 0.79 | 0.79 | 0.79 | 0.79 | 0.79 | 0.79 | 0.78 | 0.78 | 0.78 | 0.78 | 0.78 | 0.78 | 0.77 | 0.77 | 0.77 | 0.77 | 0.77 | 0.77 | 0.77 | 0.76 | 0.76 | 0.76 | 0.76 | 0.76 | 0.76 | 0.76 | 0.76 | 0.75 | 0.75 | 0.75 | 0.75 | 0.75 | 0.75 | 0.75 | 0.75 | 0.74 | 0.74 | 0.74 | 0.74 | #N/A | #N/A | #N/A | #N/A | #N/A | #N/A | #N/A | #N/A | #N/A | #N/A
[12 empty] | 32 | 1981631.81 | 815356.46 | 1254860.96 | 1506977.63 | 1540887.55 | 1427966.04 | #N/A | #N/A | #N/A |  |  | 32 | #N/A | #N/A | #N/A | #N/A | #N/A | #N/A | #N/A | #N/A | #N/A |  | R22 | 7 | 267 | #N/A | #N/A | #N/A | #N/A | #N/A | #N/A | #N/A | #N/A | #N/A | #N/A | #N/A | #N/A | #N/A | #N/A | #N/A | #N/A | #N/A | #N/A | #N/A | #N/A | #N/A | #N/A | #N/A | #N/A | #N/A | #N/A | #N/A | #N/A | #N/A | #N/A | 0.92 | 0.91 | 0.91 | 0.91 | 0.91 | 0.9 | 0.9 | 0.9 | 0.9 | 0.89 | 0.89 | 0.89 | 0.89 | 0.88 | 0.88 | 0.88 | 0.88 | 0.87 | 0.87 | 0.87 | 0.87 | 0.86 | 0.86 | 0.86 | 0.86 | 0.86 | 0.85 | 0.85 | 0.85 | 0.85 | 0.84 | 0.84 | 0.84 | 0.84 | 0.84 | 0.83 | 0.83 | 0.83 | 0.83 | 0.83 | 0.82 | 0.82 | 0.82 | 0.82 | 0.82 | 0.81 | 0.81 | 0.81 | 0.81 | 0.81 | 0.8 | 0.8 | 0.8 | 0.8 | 0.8 | 0.8 | 0.79 | 0.79 | 0.79 | 0.79 | 0.79 | 0.79 | 0.78 | 0.78 | 0.78 | 0.78 | 0.78 | 0.78 | 0.77 | 0.77 | 0.77 | 0.77 | 0.77 | 0.77 | 0.77 | 0.76 | 0.76 | 0.76 | 0.76 | 0.76 | 0.76 | 0.76 | 0.76 | 0.75 | 0.75 | 0.75 | 0.75 | 0.75 | 0.75 | 0.75 | 0.75 | #N/A | #N/A | #N/A | #N/A | #N/A | #N/A | #N/A | #N/A | #N/A | #N/A
[12 empty] | 33 | 2032593.05 | 838686.05 | 1287427.84 | 1545143.2 | 1579801.84 | 1465014.37 | #N/A | #N/A | #N/A |  |  | 33 | #N/A | #N/A | #N/A | #N/A | #N/A | #N/A | #N/A | #N/A | #N/A |  | R22 | 8 | 268 | #N/A | #N/A | #N/A | #N/A | #N/A | #N/A | #N/A | #N/A | #N/A | #N/A | #N/A | #N/A | #N/A | #N/A | #N/A | #N/A | #N/A | #N/A | #N/A | #N/A | #N/A | #N/A | #N/A | #N/A | #N/A | #N/A | #N/A | #N/A | #N/A | #N/A | 0.93 | 0.92 | 0.92 | 0.92 | 0.91 | 0.91 | 0.91 | 0.91 | 0.9 | 0.9 | 0.9 | 0.9 | 0.89 | 0.89 | 0.89 | 0.89 | 0.88 | 0.88 | 0.88 | 0.88 | 0.87 | 0.87 | 0.87 | 0.87 | 0.86 | 0.86 | 0.86 | 0.86 | 0.86 | 0.85 | 0.85 | 0.85 | 0.85 | 0.84 | 0.84 | 0.84 | 0.84 | 0.84 | 0.83 | 0.83 | 0.83 | 0.83 | 0.83 | 0.82 | 0.82 | 0.82 | 0.82 | 0.82 | 0.81 | 0.81 | 0.81 | 0.81 | 0.81 | 0.81 | 0.8 | 0.8 | 0.8 | 0.8 | 0.8 | 0.79 | 0.79 | 0.79 | 0.79 | 0.79 | 0.79 | 0.79 | 0.78 | 0.78 | 0.78 | 0.78 | 0.78 | 0.78 | 0.77 | 0.77 | 0.77 | 0.77 | 0.77 | 0.77 | 0.77 | 0.77 | 0.76 | 0.76 | 0.76 | 0.76 | 0.76 | 0.76 | 0.76 | 0.76 | 0.75 | 0.75 | 0.75 | #N/A | #N/A | #N/A | #N/A | #N/A | #N/A | #N/A | #N/A | #N/A | #N/A
[12 empty] | 34 | 2084543.97 | 862513.64 | 1320612.8 | 1584033.24 | 1619452.56 | 1502772.47 | #N/A | #N/A | #N/A |  |  | 34 | #N/A | #N/A | #N/A | #N/A | #N/A | #N/A | #N/A | #N/A | #N/A |  | R22 | 9 | 269 | #N/A | #N/A | #N/A | #N/A | #N/A | #N/A | #N/A | #N/A | #N/A | #N/A | #N/A | #N/A | #N/A | #N/A | #N/A | #N/A | #N/A | #N/A | #N/A | #N/A | #N/A | #N/A | #N/A | #N/A | #N/A | #N/A | #N/A | #N/A | #N/A | #N/A | 0.93 | 0.93 | 0.93 | 0.93 | 0.92 | 0.92 | 0.92 | 0.91 | 0.91 | 0.91 | 0.91 | 0.9 | 0.9 | 0.9 | 0.9 | 0.89 | 0.89 | 0.89 | 0.89 | 0.88 | 0.88 | 0.88 | 0.88 | 0.87 | 0.87 | 0.87 | 0.87 | 0.86 | 0.86 | 0.86 | 0.86 | 0.86 | 0.85 | 0.85 | 0.85 | 0.85 | 0.84 | 0.84 | 0.84 | 0.84 | 0.84 | 0.83 | 0.83 | 0.83 | 0.83 | 0.83 | 0.82 | 0.82 | 0.82 | 0.82 | 0.82 | 0.82 | 0.81 | 0.81 | 0.81 | 0.81 | 0.81 | 0.8 | 0.8 | 0.8 | 0.8 | 0.8 | 0.8 | 0.79 | 0.79 | 0.79 | 0.79 | 0.79 | 0.79 | 0.79 | 0.78 | 0.78 | 0.78 | 0.78 | 0.78 | 0.78 | 0.77 | 0.77 | 0.77 | 0.77 | 0.77 | 0.77 | 0.77 | 0.77 | 0.76 | 0.76 | 0.76 | 0.76 | 0.76 | 0.76 | 0.76 | #N/A | #N/A | #N/A | #N/A | #N/A | #N/A | #N/A | #N/A | #N/A | #N/A
[12 empty] | 35 | 2137498.22 | 886846.21 | 1354423.21 | 1623657.91 | 1659850.52 | 1541249.02 | #N/A | #N/A | #N/A |  |  | 35 | #N/A | #N/A | #N/A | #N/A | #N/A | #N/A | #N/A | #N/A | #N/A |  | R22 | 10 | 270 | #N/A | #N/A | #N/A | #N/A | #N/A | #N/A | #N/A | #N/A | #N/A | #N/A | #N/A | #N/A | #N/A | #N/A | #N/A | #N/A | #N/A | #N/A | #N/A | #N/A | #N/A | #N/A | #N/A | #N/A | #N/A | #N/A | #N/A | #N/A | #N/A | #N/A | 0.94 | 0.94 | 0.94 | 0.93 | 0.93 | 0.93 | 0.92 | 0.92 | 0.92 | 0.92 | 0.91 | 0.91 | 0.91 | 0.91 | 0.9 | 0.9 | 0.9 | 0.9 | 0.89 | 0.89 | 0.89 | 0.89 | 0.88 | 0.88 | 0.88 | 0.88 | 0.87 | 0.87 | 0.87 | 0.87 | 0.86 | 0.86 | 0.86 | 0.86 | 0.86 | 0.85 | 0.85 | 0.85 | 0.85 | 0.85 | 0.84 | 0.84 | 0.84 | 0.84 | 0.83 | 0.83 | 0.83 | 0.83 | 0.83 | 0.83 | 0.82 | 0.82 | 0.82 | 0.82 | 0.82 | 0.81 | 0.81 | 0.81 | 0.81 | 0.81 | 0.81 | 0.8 | 0.8 | 0.8 | 0.8 | 0.8 | 0.8 | 0.79 | 0.79 | 0.79 | 0.79 | 0.79 | 0.79 | 0.79 | 0.78 | 0.78 | 0.78 | 0.78 | 0.78 | 0.78 | 0.78 | 0.77 | 0.77 | 0.77 | 0.77 | 0.77 | 0.77 | 0.77 | 0.77 | 0.76 | 0.76 | #N/A | #N/A | #N/A | #N/A | #N/A | #N/A | #N/A | #N/A | #N/A | #N/A
[12 empty] | 36 | 2191469.6 | 911690.76 | 1388866.49 | 1664027.52 | 1701006.76 | 1580452.76 | #N/A | #N/A | #N/A |  |  | 36 | #N/A | #N/A | #N/A | #N/A | #N/A | #N/A | #N/A | #N/A | #N/A |  | R22 | 11 | 271 | #N/A | #N/A | #N/A | #N/A | #N/A | #N/A | #N/A | #N/A | #N/A | #N/A | #N/A | #N/A | #N/A | #N/A | #N/A | #N/A | #N/A | #N/A | #N/A | #N/A | #N/A | #N/A | #N/A | #N/A | #N/A | #N/A | #N/A | #N/A | #N/A | #N/A | 0.95 | 0.95 | 0.94 | 0.94 | 0.94 | 0.94 | 0.93 | 0.93 | 0.93 | 0.92 | 0.92 | 0.92 | 0.92 | 0.91 | 0.91 | 0.91 | 0.91 | 0.9 | 0.9 | 0.9 | 0.9 | 0.89 | 0.89 | 0.89 | 0.89 | 0.88 | 0.88 | 0.88 | 0.88 | 0.87 | 0.87 | 0.87 | 0.87 | 0.87 | 0.86 | 0.86 | 0.86 | 0.86 | 0.85 | 0.85 | 0.85 | 0.85 | 0.85 | 0.84 | 0.84 | 0.84 | 0.84 | 0.84 | 0.83 | 0.83 | 0.83 | 0.83 | 0.83 | 0.82 | 0.82 | 0.82 | 0.82 | 0.82 | 0.82 | 0.81 | 0.81 | 0.81 | 0.81 | 0.81 | 0.81 | 0.8 | 0.8 | 0.8 | 0.8 | 0.8 | 0.8 | 0.79 | 0.79 | 0.79 | 0.79 | 0.79 | 0.79 | 0.79 | 0.78 | 0.78 | 0.78 | 0.78 | 0.78 | 0.78 | 0.78 | 0.77 | 0.77 | 0.77 | 0.77 | 0.77 | 0.77 | #N/A | #N/A | #N/A | #N/A | #N/A | #N/A | #N/A | #N/A | #N/A | #N/A
[12 empty] | 37 | 2246472.08 | 937054.39 | 1423950.12 | 1705152.56 | 1742932.6 | 1620392.48 | #N/A | #N/A | #N/A |  |  | 37 | #N/A | #N/A | #N/A | #N/A | #N/A | #N/A | #N/A | #N/A | #N/A |  | R22 | 12 | 272 | #N/A | #N/A | #N/A | #N/A | #N/A | #N/A | #N/A | #N/A | #N/A | #N/A | #N/A | #N/A | #N/A | #N/A | #N/A | #N/A | #N/A | #N/A | #N/A | #N/A | #N/A | #N/A | #N/A | #N/A | #N/A | #N/A | #N/A | #N/A | #N/A | #N/A | 0.96 | 0.96 | 0.95 | 0.95 | 0.95 | 0.94 | 0.94 | 0.94 | 0.94 | 0.93 | 0.93 | 0.93 | 0.92 | 0.92 | 0.92 | 0.92 | 0.91 | 0.91 | 0.91 | 0.91 | 0.9 | 0.9 | 0.9 | 0.9 | 0.89 | 0.89 | 0.89 | 0.89 | 0.88 | 0.88 | 0.88 | 0.88 | 0.87 | 0.87 | 0.87 | 0.87 | 0.87 | 0.86 | 0.86 | 0.86 | 0.86 | 0.85 | 0.85 | 0.85 | 0.85 | 0.85 | 0.84 | 0.84 | 0.84 | 0.84 | 0.84 | 0.83 | 0.83 | 0.83 | 0.83 | 0.83 | 0.83 | 0.82 | 0.82 | 0.82 | 0.82 | 0.82 | 0.81 | 0.81 | 0.81 | 0.81 | 0.81 | 0.81 | 0.8 | 0.8 | 0.8 | 0.8 | 0.8 | 0.8 | 0.8 | 0.79 | 0.79 | 0.79 | 0.79 | 0.79 | 0.79 | 0.79 | 0.78 | 0.78 | 0.78 | 0.78 | 0.78 | 0.78 | 0.78 | 0.78 | 0.77 | #N/A | #N/A | #N/A | #N/A | #N/A | #N/A | #N/A | #N/A | #N/A | #N/A
[12 empty] | 38 | 2302519.8 | 962944.24 | 1459681.63 | 1747043.73 | 1785639.67 | 1661077.01 | #N/A | #N/A | #N/A |  |  | 38 | #N/A | #N/A | #N/A | #N/A | #N/A | #N/A | #N/A | #N/A | #N/A |  | R22 | 13 | 273 | #N/A | #N/A | #N/A | #N/A | #N/A | #N/A | #N/A | #N/A | #N/A | #N/A | #N/A | #N/A | #N/A | #N/A | #N/A | #N/A | #N/A | #N/A | #N/A | #N/A | #N/A | #N/A | #N/A | #N/A | #N/A | #N/A | #N/A | #N/A | #N/A | #N/A | 0.97 | 0.96 | 0.96 | 0.96 | 0.96 | 0.95 | 0.95 | 0.95 | 0.94 | 0.94 | 0.94 | 0.94 | 0.93 | 0.93 | 0.93 | 0.92 | 0.92 | 0.92 | 0.92 | 0.91 | 0.91 | 0.91 | 0.91 | 0.9 | 0.9 | 0.9 | 0.9 | 0.89 | 0.89 | 0.89 | 0.89 | 0.88 | 0.88 | 0.88 | 0.88 | 0.88 | 0.87 | 0.87 | 0.87 | 0.87 | 0.86 | 0.86 | 0.86 | 0.86 | 0.86 | 0.85 | 0.85 | 0.85 | 0.85 | 0.85 | 0.84 | 0.84 | 0.84 | 0.84 | 0.84 | 0.83 | 0.83 | 0.83 | 0.83 | 0.83 | 0.82 | 0.82 | 0.82 | 0.82 | 0.82 | 0.82 | 0.81 | 0.81 | 0.81 | 0.81 | 0.81 | 0.81 | 0.8 | 0.8 | 0.8 | 0.8 | 0.8 | 0.8 | 0.8 | 0.79 | 0.79 | 0.79 | 0.79 | 0.79 | 0.79 | 0.79 | 0.79 | 0.78 | 0.78 | 0.78 | 0.78 | #N/A | #N/A | #N/A | #N/A | #N/A | #N/A | #N/A | #N/A | #N/A | #N/A
[12 empty] | 39 | 2359627.03 | 989367.55 | 1496068.65 | 1789711.93 | 1829139.86 | 1702515.25 | #N/A | #N/A | #N/A |  |  | 39 | #N/A | #N/A | #N/A | #N/A | #N/A | #N/A | #N/A | #N/A | #N/A |  | R22 | 14 | 274 | #N/A | #N/A | #N/A | #N/A | #N/A | #N/A | #N/A | #N/A | #N/A | #N/A | #N/A | #N/A | #N/A | #N/A | #N/A | #N/A | #N/A | #N/A | #N/A | #N/A | #N/A | #N/A | #N/A | #N/A | #N/A | #N/A | #N/A | #N/A | #N/A | #N/A | 0.98 | 0.97 | 0.97 | 0.97 | 0.96 | 0.96 | 0.96 | 0.96 | 0.95 | 0.95 | 0.95 | 0.94 | 0.94 | 0.94 | 0.94 | 0.93 | 0.93 | 0.93 | 0.92 | 0.92 | 0.92 | 0.92 | 0.91 | 0.91 | 0.91 | 0.91 | 0.9 | 0.9 | 0.9 | 0.9 | 0.89 | 0.89 | 0.89 | 0.89 | 0.88 | 0.88 | 0.88 | 0.88 | 0.88 | 0.87 | 0.87 | 0.87 | 0.87 | 0.86 | 0.86 | 0.86 | 0.86 | 0.86 | 0.85 | 0.85 | 0.85 | 0.85 | 0.85 | 0.84 | 0.84 | 0.84 | 0.84 | 0.84 | 0.83 | 0.83 | 0.83 | 0.83 | 0.83 | 0.83 | 0.82 | 0.82 | 0.82 | 0.82 | 0.82 | 0.82 | 0.81 | 0.81 | 0.81 | 0.81 | 0.81 | 0.81 | 0.81 | 0.8 | 0.8 | 0.8 | 0.8 | 0.8 | 0.8 | 0.8 | 0.79 | 0.79 | 0.79 | 0.79 | 0.79 | 0.79 | 0.79 | #N/A | #N/A | #N/A | #N/A | #N/A | #N/A | #N/A | #N/A | #N/A | #N/A
[12 empty] | 40 | 2417808.24 | 1016331.61 | 1533118.86 | 1833168.24 | 1873445.42 | 1744716.15 | #N/A | #N/A | #N/A |  |  | 40 | #N/A | #N/A | #N/A | #N/A | #N/A | #N/A | #N/A | #N/A | #N/A |  | R22 | 15 | 275 | #N/A | #N/A | #N/A | #N/A | #N/A | #N/A | #N/A | #N/A | #N/A | #N/A | #N/A | #N/A | #N/A | #N/A | #N/A | #N/A | #N/A | #N/A | #N/A | #N/A | #N/A | #N/A | #N/A | #N/A | #N/A | #N/A | #N/A | #N/A | #N/A | #N/A | 0.99 | 0.98 | 0.98 | 0.98 | 0.97 | 0.97 | 0.97 | 0.96 | 0.96 | 0.96 | 0.96 | 0.95 | 0.95 | 0.95 | 0.94 | 0.94 | 0.94 | 0.94 | 0.93 | 0.93 | 0.93 | 0.92 | 0.92 | 0.92 | 0.92 | 0.91 | 0.91 | 0.91 | 0.91 | 0.9 | 0.9 | 0.9 | 0.9 | 0.89 | 0.89 | 0.89 | 0.89 | 0.89 | 0.88 | 0.88 | 0.88 | 0.88 | 0.87 | 0.87 | 0.87 | 0.87 | 0.87 | 0.86 | 0.86 | 0.86 | 0.86 | 0.86 | 0.85 | 0.85 | 0.85 | 0.85 | 0.85 | 0.84 | 0.84 | 0.84 | 0.84 | 0.84 | 0.83 | 0.83 | 0.83 | 0.83 | 0.83 | 0.83 | 0.82 | 0.82 | 0.82 | 0.82 | 0.82 | 0.82 | 0.81 | 0.81 | 0.81 | 0.81 | 0.81 | 0.81 | 0.81 | 0.8 | 0.8 | 0.8 | 0.8 | 0.8 | 0.8 | 0.8 | 0.8 | 0.79 | 0.79 | #N/A | #N/A | #N/A | #N/A | #N/A | #N/A | #N/A | #N/A | #N/A | #N/A
[12 empty] | 41 | 2477078.08 | 1043843.78 | 1570840.01 | 1877423.99 | 1918568.91 | 1787688.71 | #N/A | #N/A | #N/A |  |  | 41 | #N/A | #N/A | #N/A | #N/A | #N/A | #N/A | #N/A | #N/A | #N/A |  | R22 | 16 | 276 | #N/A | #N/A | #N/A | #N/A | #N/A | #N/A | #N/A | #N/A | #N/A | #N/A | #N/A | #N/A | #N/A | #N/A | #N/A | #N/A | #N/A | #N/A | #N/A | #N/A | #N/A | #N/A | #N/A | #N/A | #N/A | #N/A | #N/A | #N/A | #N/A | #N/A | 0.99 | 0.99 | 0.99 | 0.99 | 0.98 | 0.98 | 0.98 | 0.97 | 0.97 | 0.97 | 0.96 | 0.96 | 0.96 | 0.96 | 0.95 | 0.95 | 0.95 | 0.94 | 0.94 | 0.94 | 0.94 | 0.93 | 0.93 | 0.93 | 0.93 | 0.92 | 0.92 | 0.92 | 0.91 | 0.91 | 0.91 | 0.91 | 0.9 | 0.9 | 0.9 | 0.9 | 0.9 | 0.89 | 0.89 | 0.89 | 0.89 | 0.88 | 0.88 | 0.88 | 0.88 | 0.87 | 0.87 | 0.87 | 0.87 | 0.87 | 0.86 | 0.86 | 0.86 | 0.86 | 0.86 | 0.85 | 0.85 | 0.85 | 0.85 | 0.85 | 0.84 | 0.84 | 0.84 | 0.84 | 0.84 | 0.84 | 0.83 | 0.83 | 0.83 | 0.83 | 0.83 | 0.83 | 0.82 | 0.82 | 0.82 | 0.82 | 0.82 | 0.82 | 0.82 | 0.81 | 0.81 | 0.81 | 0.81 | 0.81 | 0.81 | 0.81 | 0.8 | 0.8 | 0.8 | 0.8 | 0.8 | #N/A | #N/A | #N/A | #N/A | #N/A | #N/A | #N/A | #N/A | #N/A | #N/A
[12 empty] | 42 | 2537451.33 | 1071911.52 | 1609239.94 | 1922490.71 | 1964523.22 | 1831441.99 | #N/A | #N/A | #N/A |  |  | 42 | #N/A | #N/A | #N/A | #N/A | #N/A | #N/A | #N/A | #N/A | #N/A |  | R22 | 17 | 277 | #N/A | #N/A | #N/A | #N/A | #N/A | #N/A | #N/A | #N/A | #N/A | #N/A | #N/A | #N/A | #N/A | #N/A | #N/A | #N/A | #N/A | #N/A | #N/A | #N/A | #N/A | #N/A | #N/A | #N/A | #N/A | #N/A | #N/A | #N/A | #N/A | #N/A | 1 | 1 | 1 | 0.99 | 0.99 | 0.99 | 0.99 | 0.98 | 0.98 | 0.98 | 0.97 | 0.97 | 0.97 | 0.96 | 0.96 | 0.96 | 0.96 | 0.95 | 0.95 | 0.95 | 0.94 | 0.94 | 0.94 | 0.94 | 0.93 | 0.93 | 0.93 | 0.93 | 0.92 | 0.92 | 0.92 | 0.92 | 0.91 | 0.91 | 0.91 | 0.91 | 0.9 | 0.9 | 0.9 | 0.9 | 0.89 | 0.89 | 0.89 | 0.89 | 0.88 | 0.88 | 0.88 | 0.88 | 0.88 | 0.87 | 0.87 | 0.87 | 0.87 | 0.87 | 0.86 | 0.86 | 0.86 | 0.86 | 0.86 | 0.85 | 0.85 | 0.85 | 0.85 | 0.85 | 0.84 | 0.84 | 0.84 | 0.84 | 0.84 | 0.84 | 0.83 | 0.83 | 0.83 | 0.83 | 0.83 | 0.83 | 0.82 | 0.82 | 0.82 | 0.82 | 0.82 | 0.82 | 0.82 | 0.81 | 0.81 | 0.81 | 0.81 | 0.81 | 0.81 | 0.81 | 0.81 | #N/A | #N/A | #N/A | #N/A | #N/A | #N/A | #N/A | #N/A | #N/A | #N/A
[12 empty] | 43 | 2598943 | 1100542.35 | 1648326.55 | 1968380.17 | 2011321.65 | 1875985.1 | #N/A | #N/A | #N/A |  |  | 43 | #N/A | #N/A | #N/A | #N/A | #N/A | #N/A | #N/A | #N/A | #N/A |  | R22 | 18 | 278 | #N/A | #N/A | #N/A | #N/A | #N/A | #N/A | #N/A | #N/A | #N/A | #N/A | #N/A | #N/A | #N/A | #N/A | #N/A | #N/A | #N/A | #N/A | #N/A | #N/A | #N/A | #N/A | #N/A | #N/A | #N/A | #N/A | #N/A | #N/A | #N/A | #N/A | 1.01 | 1.01 | 1.01 | 1 | 1 | 1 | 0.99 | 0.99 | 0.99 | 0.99 | 0.98 | 0.98 | 0.98 | 0.97 | 0.97 | 0.97 | 0.96 | 0.96 | 0.96 | 0.96 | 0.95 | 0.95 | 0.95 | 0.94 | 0.94 | 0.94 | 0.94 | 0.93 | 0.93 | 0.93 | 0.93 | 0.92 | 0.92 | 0.92 | 0.92 | 0.91 | 0.91 | 0.91 | 0.91 | 0.9 | 0.9 | 0.9 | 0.9 | 0.89 | 0.89 | 0.89 | 0.89 | 0.89 | 0.88 | 0.88 | 0.88 | 0.88 | 0.88 | 0.87 | 0.87 | 0.87 | 0.87 | 0.86 | 0.86 | 0.86 | 0.86 | 0.86 | 0.86 | 0.85 | 0.85 | 0.85 | 0.85 | 0.85 | 0.84 | 0.84 | 0.84 | 0.84 | 0.84 | 0.84 | 0.83 | 0.83 | 0.83 | 0.83 | 0.83 | 0.83 | 0.83 | 0.82 | 0.82 | 0.82 | 0.82 | 0.82 | 0.82 | 0.82 | 0.81 | 0.81 | 0.81 | #N/A | #N/A | #N/A | #N/A | #N/A | #N/A | #N/A | #N/A | #N/A | #N/A
[12 empty] | 44 | 2661568.25 | 1129743.87 | 1688107.85 | 2015104.39 | 2058977.84 | 1921327.21 | #N/A | #N/A | #N/A |  |  | 44 | #N/A | #N/A | #N/A | #N/A | #N/A | #N/A | #N/A | #N/A | #N/A |  | R22 | 19 | 279 | #N/A | #N/A | #N/A | #N/A | #N/A | #N/A | #N/A | #N/A | #N/A | #N/A | #N/A | #N/A | #N/A | #N/A | #N/A | #N/A | #N/A | #N/A | #N/A | #N/A | #N/A | #N/A | #N/A | #N/A | #N/A | #N/A | #N/A | #N/A | #N/A | #N/A | 1.02 | 1.02 | 1.02 | 1.01 | 1.01 | 1.01 | 1 | 1 | 1 | 0.99 | 0.99 | 0.99 | 0.99 | 0.98 | 0.98 | 0.98 | 0.97 | 0.97 | 0.97 | 0.96 | 0.96 | 0.96 | 0.96 | 0.95 | 0.95 | 0.95 | 0.95 | 0.94 | 0.94 | 0.94 | 0.93 | 0.93 | 0.93 | 0.93 | 0.92 | 0.92 | 0.92 | 0.92 | 0.91 | 0.91 | 0.91 | 0.91 | 0.9 | 0.9 | 0.9 | 0.9 | 0.9 | 0.89 | 0.89 | 0.89 | 0.89 | 0.88 | 0.88 | 0.88 | 0.88 | 0.88 | 0.87 | 0.87 | 0.87 | 0.87 | 0.87 | 0.86 | 0.86 | 0.86 | 0.86 | 0.86 | 0.86 | 0.85 | 0.85 | 0.85 | 0.85 | 0.85 | 0.84 | 0.84 | 0.84 | 0.84 | 0.84 | 0.84 | 0.84 | 0.83 | 0.83 | 0.83 | 0.83 | 0.83 | 0.83 | 0.83 | 0.82 | 0.82 | 0.82 | 0.82 | 0.82 | #N/A | #N/A | #N/A | #N/A | #N/A | #N/A | #N/A | #N/A | #N/A | #N/A
[12 empty] | 45 | 2725342.43 | 1159523.8 | 1728591.93 | 2062675.64 | 2107505.86 | 1967477.54 | #N/A | #N/A | #N/A |  |  | 45 | #N/A | #N/A | #N/A | #N/A | #N/A | #N/A | #N/A | #N/A | #N/A |  | R22 | 20 | 280 | #N/A | #N/A | #N/A | #N/A | #N/A | #N/A | #N/A | #N/A | #N/A | #N/A | #N/A | #N/A | #N/A | #N/A | #N/A | #N/A | #N/A | #N/A | #N/A | #N/A | #N/A | #N/A | #N/A | #N/A | #N/A | #N/A | #N/A | #N/A | #N/A | #N/A | 1.03 | 1.03 | 1.03 | 1.02 | 1.02 | 1.02 | 1.01 | 1.01 | 1.01 | 1 | 1 | 1 | 0.99 | 0.99 | 0.99 | 0.99 | 0.98 | 0.98 | 0.98 | 0.97 | 0.97 | 0.97 | 0.96 | 0.96 | 0.96 | 0.96 | 0.95 | 0.95 | 0.95 | 0.95 | 0.94 | 0.94 | 0.94 | 0.93 | 0.93 | 0.93 | 0.93 | 0.92 | 0.92 | 0.92 | 0.92 | 0.92 | 0.91 | 0.91 | 0.91 | 0.91 | 0.9 | 0.9 | 0.9 | 0.9 | 0.89 | 0.89 | 0.89 | 0.89 | 0.89 | 0.88 | 0.88 | 0.88 | 0.88 | 0.88 | 0.87 | 0.87 | 0.87 | 0.87 | 0.87 | 0.86 | 0.86 | 0.86 | 0.86 | 0.86 | 0.86 | 0.85 | 0.85 | 0.85 | 0.85 | 0.85 | 0.85 | 0.84 | 0.84 | 0.84 | 0.84 | 0.84 | 0.84 | 0.83 | 0.83 | 0.83 | 0.83 | 0.83 | 0.83 | 0.83 | 0.83 | #N/A | #N/A | #N/A | #N/A | #N/A | #N/A | #N/A | #N/A | #N/A | #N/A
[12 empty] | 46 | 2790281.08 | 1189889.9 | 1769786.95 | 2111106.43 | 2156920.19 | 2014445.38 | #N/A | #N/A | #N/A |  |  | 46 | #N/A | #N/A | #N/A | #N/A | #N/A | #N/A | #N/A | #N/A | #N/A |  | R22 | 21 | 281 | #N/A | #N/A | #N/A | #N/A | #N/A | #N/A | #N/A | #N/A | #N/A | #N/A | #N/A | #N/A | #N/A | #N/A | #N/A | #N/A | #N/A | #N/A | #N/A | #N/A | #N/A | #N/A | #N/A | #N/A | #N/A | #N/A | #N/A | #N/A | #N/A | #N/A | 1.04 | 1.04 | 1.04 | 1.03 | 1.03 | 1.03 | 1.02 | 1.02 | 1.02 | 1.01 | 1.01 | 1.01 | 1 | 1 | 1 | 0.99 | 0.99 | 0.99 | 0.99 | 0.98 | 0.98 | 0.98 | 0.97 | 0.97 | 0.97 | 0.97 | 0.96 | 0.96 | 0.96 | 0.95 | 0.95 | 0.95 | 0.95 | 0.94 | 0.94 | 0.94 | 0.94 | 0.93 | 0.93 | 0.93 | 0.93 | 0.92 | 0.92 | 0.92 | 0.92 | 0.91 | 0.91 | 0.91 | 0.91 | 0.9 | 0.9 | 0.9 | 0.9 | 0.9 | 0.89 | 0.89 | 0.89 | 0.89 | 0.89 | 0.88 | 0.88 | 0.88 | 0.88 | 0.88 | 0.87 | 0.87 | 0.87 | 0.87 | 0.87 | 0.86 | 0.86 | 0.86 | 0.86 | 0.86 | 0.86 | 0.85 | 0.85 | 0.85 | 0.85 | 0.85 | 0.85 | 0.84 | 0.84 | 0.84 | 0.84 | 0.84 | 0.84 | 0.84 | 0.83 | 0.83 | 0.83 | #N/A | #N/A | #N/A | #N/A | #N/A | #N/A | #N/A | #N/A | #N/A | #N/A
[12 empty] | 47 | 2856399.93 | 1220850.05 | 1811701.2 | 2160409.56 | 2207235.74 | 2062240.05 | #N/A | #N/A | #N/A |  |  | 47 | #N/A | #N/A | #N/A | #N/A | #N/A | #N/A | #N/A | #N/A | #N/A |  | R22 | 22 | 282 | #N/A | #N/A | #N/A | #N/A | #N/A | #N/A | #N/A | #N/A | #N/A | #N/A | #N/A | #N/A | #N/A | #N/A | #N/A | #N/A | #N/A | #N/A | #N/A | #N/A | #N/A | #N/A | #N/A | #N/A | #N/A | #N/A | #N/A | #N/A | #N/A | #N/A | 1.05 | 1.05 | 1.05 | 1.04 | 1.04 | 1.04 | 1.03 | 1.03 | 1.03 | 1.02 | 1.02 | 1.02 | 1.01 | 1.01 | 1.01 | 1 | 1 | 1 | 0.99 | 0.99 | 0.99 | 0.99 | 0.98 | 0.98 | 0.98 | 0.97 | 0.97 | 0.97 | 0.97 | 0.96 | 0.96 | 0.96 | 0.95 | 0.95 | 0.95 | 0.95 | 0.94 | 0.94 | 0.94 | 0.94 | 0.93 | 0.93 | 0.93 | 0.93 | 0.92 | 0.92 | 0.92 | 0.92 | 0.91 | 0.91 | 0.91 | 0.91 | 0.91 | 0.9 | 0.9 | 0.9 | 0.9 | 0.9 | 0.89 | 0.89 | 0.89 | 0.89 | 0.88 | 0.88 | 0.88 | 0.88 | 0.88 | 0.88 | 0.87 | 0.87 | 0.87 | 0.87 | 0.87 | 0.86 | 0.86 | 0.86 | 0.86 | 0.86 | 0.86 | 0.85 | 0.85 | 0.85 | 0.85 | 0.85 | 0.85 | 0.85 | 0.84 | 0.84 | 0.84 | 0.84 | 0.84 | #N/A | #N/A | #N/A | #N/A | #N/A | #N/A | #N/A | #N/A | #N/A | #N/A
[12 empty] | 48 | 2923714.89 | 1252412.23 | 1854343.06 | 2210598.12 | 2258467.92 | 2110870.96 | #N/A | #N/A | #N/A |  |  | 48 | #N/A | #N/A | #N/A | #N/A | #N/A | #N/A | #N/A | #N/A | #N/A |  | R22 | 23 | 283 | #N/A | #N/A | #N/A | #N/A | #N/A | #N/A | #N/A | #N/A | #N/A | #N/A | #N/A | #N/A | #N/A | #N/A | #N/A | #N/A | #N/A | #N/A | #N/A | #N/A | #N/A | #N/A | #N/A | #N/A | #N/A | #N/A | #N/A | #N/A | #N/A | #N/A | 1.06 | 1.06 | 1.06 | 1.05 | 1.05 | 1.05 | 1.04 | 1.04 | 1.04 | 1.03 | 1.03 | 1.03 | 1.02 | 1.02 | 1.02 | 1.01 | 1.01 | 1.01 | 1 | 1 | 1 | 1 | 0.99 | 0.99 | 0.99 | 0.98 | 0.98 | 0.98 | 0.97 | 0.97 | 0.97 | 0.97 | 0.96 | 0.96 | 0.96 | 0.96 | 0.95 | 0.95 | 0.95 | 0.95 | 0.94 | 0.94 | 0.94 | 0.94 | 0.93 | 0.93 | 0.93 | 0.93 | 0.92 | 0.92 | 0.92 | 0.92 | 0.91 | 0.91 | 0.91 | 0.91 | 0.91 | 0.9 | 0.9 | 0.9 | 0.9 | 0.89 | 0.89 | 0.89 | 0.89 | 0.89 | 0.88 | 0.88 | 0.88 | 0.88 | 0.88 | 0.88 | 0.87 | 0.87 | 0.87 | 0.87 | 0.87 | 0.87 | 0.86 | 0.86 | 0.86 | 0.86 | 0.86 | 0.86 | 0.85 | 0.85 | 0.85 | 0.85 | 0.85 | 0.85 | 0.85 | #N/A | #N/A | #N/A | #N/A | #N/A | #N/A | #N/A | #N/A | #N/A | #N/A
[12 empty] | 49 | 2992242.09 | 1284584.49 | 1897721.01 | 2261685.45 | 2310632.57 | 2160347.54 | #N/A | #N/A | #N/A |  |  | 49 | #N/A | #N/A | #N/A | #N/A | #N/A | #N/A | #N/A | #N/A | #N/A |  | R22 | 24 | 284 | #N/A | #N/A | #N/A | #N/A | #N/A | #N/A | #N/A | #N/A | #N/A | #N/A | #N/A | #N/A | #N/A | #N/A | #N/A | #N/A | #N/A | #N/A | #N/A | #N/A | #N/A | #N/A | #N/A | #N/A | #N/A | #N/A | #N/A | #N/A | #N/A | #N/A | 1.08 | 1.07 | 1.07 | 1.06 | 1.06 | 1.06 | 1.05 | 1.05 | 1.05 | 1.04 | 1.04 | 1.04 | 1.03 | 1.03 | 1.03 | 1.02 | 1.02 | 1.02 | 1.01 | 1.01 | 1.01 | 1 | 1 | 1 | 1 | 0.99 | 0.99 | 0.99 | 0.98 | 0.98 | 0.98 | 0.98 | 0.97 | 0.97 | 0.97 | 0.96 | 0.96 | 0.96 | 0.96 | 0.95 | 0.95 | 0.95 | 0.95 | 0.94 | 0.94 | 0.94 | 0.94 | 0.93 | 0.93 | 0.93 | 0.93 | 0.92 | 0.92 | 0.92 | 0.92 | 0.92 | 0.91 | 0.91 | 0.91 | 0.91 | 0.9 | 0.9 | 0.9 | 0.9 | 0.9 | 0.89 | 0.89 | 0.89 | 0.89 | 0.89 | 0.88 | 0.88 | 0.88 | 0.88 | 0.88 | 0.88 | 0.87 | 0.87 | 0.87 | 0.87 | 0.87 | 0.87 | 0.86 | 0.86 | 0.86 | 0.86 | 0.86 | 0.86 | 0.86 | 0.85 | 0.85 | #N/A | #N/A | #N/A | #N/A | #N/A | #N/A | #N/A | #N/A | #N/A | #N/A
[12 empty] | 50 | 3061997.85 | 1317375.01 | 1941843.66 | 2313685.24 | 2363746.08 | 2210679.31 | #N/A | #N/A | #N/A |  |  | 50 | #N/A | #N/A | #N/A | #N/A | #N/A | #N/A | #N/A | #N/A | #N/A |  | R22 | 25 | 285 | #N/A | #N/A | #N/A | #N/A | #N/A | #N/A | #N/A | #N/A | #N/A | #N/A | #N/A | #N/A | #N/A | #N/A | #N/A | #N/A | #N/A | #N/A | #N/A | #N/A | #N/A | #N/A | #N/A | #N/A | #N/A | #N/A | #N/A | #N/A | #N/A | #N/A | 1.09 | 1.08 | 1.08 | 1.08 | 1.07 | 1.07 | 1.06 | 1.06 | 1.06 | 1.05 | 1.05 | 1.05 | 1.04 | 1.04 | 1.04 | 1.03 | 1.03 | 1.03 | 1.02 | 1.02 | 1.02 | 1.01 | 1.01 | 1.01 | 1.01 | 1 | 1 | 1 | 0.99 | 0.99 | 0.99 | 0.98 | 0.98 | 0.98 | 0.98 | 0.97 | 0.97 | 0.97 | 0.97 | 0.96 | 0.96 | 0.96 | 0.95 | 0.95 | 0.95 | 0.95 | 0.94 | 0.94 | 0.94 | 0.94 | 0.93 | 0.93 | 0.93 | 0.93 | 0.93 | 0.92 | 0.92 | 0.92 | 0.92 | 0.91 | 0.91 | 0.91 | 0.91 | 0.91 | 0.9 | 0.9 | 0.9 | 0.9 | 0.9 | 0.89 | 0.89 | 0.89 | 0.89 | 0.89 | 0.89 | 0.88 | 0.88 | 0.88 | 0.88 | 0.88 | 0.88 | 0.87 | 0.87 | 0.87 | 0.87 | 0.87 | 0.87 | 0.86 | 0.86 | 0.86 | 0.86 | #N/A | #N/A | #N/A | #N/A | #N/A | #N/A | #N/A | #N/A | #N/A | #N/A
[12 empty] | 51 | 3132998.69 | 1350792.06 | 1986719.71 | 2366611.47 | 2417825.34 | 2261875.82 | #N/A | #N/A | #N/A |  |  | 51 | #N/A | #N/A | #N/A | #N/A | #N/A | #N/A | #N/A | #N/A | #N/A |  | R22 | 26 | 286 | #N/A | #N/A | #N/A | #N/A | #N/A | #N/A | #N/A | #N/A | #N/A | #N/A | #N/A | #N/A | #N/A | #N/A | #N/A | #N/A | #N/A | #N/A | #N/A | #N/A | #N/A | #N/A | #N/A | #N/A | #N/A | #N/A | #N/A | #N/A | #N/A | #N/A | 1.1 | 1.09 | 1.09 | 1.09 | 1.08 | 1.08 | 1.08 | 1.07 | 1.07 | 1.06 | 1.06 | 1.06 | 1.05 | 1.05 | 1.05 | 1.04 | 1.04 | 1.04 | 1.03 | 1.03 | 1.03 | 1.02 | 1.02 | 1.02 | 1.02 | 1.01 | 1.01 | 1.01 | 1 | 1 | 1 | 0.99 | 0.99 | 0.99 | 0.99 | 0.98 | 0.98 | 0.98 | 0.97 | 0.97 | 0.97 | 0.97 | 0.96 | 0.96 | 0.96 | 0.96 | 0.95 | 0.95 | 0.95 | 0.95 | 0.94 | 0.94 | 0.94 | 0.94 | 0.93 | 0.93 | 0.93 | 0.93 | 0.93 | 0.92 | 0.92 | 0.92 | 0.92 | 0.91 | 0.91 | 0.91 | 0.91 | 0.91 | 0.9 | 0.9 | 0.9 | 0.9 | 0.9 | 0.89 | 0.89 | 0.89 | 0.89 | 0.89 | 0.89 | 0.88 | 0.88 | 0.88 | 0.88 | 0.88 | 0.88 | 0.87 | 0.87 | 0.87 | 0.87 | 0.87 | 0.87 | #N/A | #N/A | #N/A | #N/A | #N/A | #N/A | #N/A | #N/A | #N/A | #N/A
[12 empty] | 52 | 3205261.34 | 1384844.03 | 2032358.03 | 2420478.45 | 2472887.81 | 2313946.7 | #N/A | #N/A | #N/A |  |  | 52 | #N/A | #N/A | #N/A | #N/A | #N/A | #N/A | #N/A | #N/A | #N/A |  | R22 | 27 | 287 | #N/A | #N/A | #N/A | #N/A | #N/A | #N/A | #N/A | #N/A | #N/A | #N/A | #N/A | #N/A | #N/A | #N/A | #N/A | #N/A | #N/A | #N/A | #N/A | #N/A | #N/A | #N/A | #N/A | #N/A | #N/A | #N/A | #N/A | #N/A | #N/A | #N/A | 1.11 | 1.11 | 1.1 | 1.1 | 1.09 | 1.09 | 1.09 | 1.08 | 1.08 | 1.08 | 1.07 | 1.07 | 1.07 | 1.06 | 1.06 | 1.05 | 1.05 | 1.05 | 1.04 | 1.04 | 1.04 | 1.03 | 1.03 | 1.03 | 1.03 | 1.02 | 1.02 | 1.02 | 1.01 | 1.01 | 1.01 | 1 | 1 | 1 | 0.99 | 0.99 | 0.99 | 0.99 | 0.98 | 0.98 | 0.98 | 0.98 | 0.97 | 0.97 | 0.97 | 0.96 | 0.96 | 0.96 | 0.96 | 0.95 | 0.95 | 0.95 | 0.95 | 0.95 | 0.94 | 0.94 | 0.94 | 0.94 | 0.93 | 0.93 | 0.93 | 0.93 | 0.92 | 0.92 | 0.92 | 0.92 | 0.92 | 0.91 | 0.91 | 0.91 | 0.91 | 0.91 | 0.9 | 0.9 | 0.9 | 0.9 | 0.9 | 0.9 | 0.89 | 0.89 | 0.89 | 0.89 | 0.89 | 0.89 | 0.88 | 0.88 | 0.88 | 0.88 | 0.88 | 0.88 | 0.87 | #N/A | #N/A | #N/A | #N/A | #N/A | #N/A | #N/A | #N/A | #N/A | #N/A
[12 empty] | 53 | 3278802.73 | 1419539.41 | 2078767.59 | 2475300.83 | 2528951.53 | 2366901.62 | #N/A | #N/A | #N/A |  |  | 53 | #N/A | #N/A | #N/A | #N/A | #N/A | #N/A | #N/A | #N/A | #N/A |  | R22 | 28 | 288 | #N/A | #N/A | #N/A | #N/A | #N/A | #N/A | #N/A | #N/A | #N/A | #N/A | #N/A | #N/A | #N/A | #N/A | #N/A | #N/A | #N/A | #N/A | #N/A | #N/A | #N/A | #N/A | #N/A | #N/A | #N/A | #N/A | #N/A | #N/A | #N/A | #N/A | 1.12 | 1.12 | 1.11 | 1.11 | 1.11 | 1.1 | 1.1 | 1.09 | 1.09 | 1.09 | 1.08 | 1.08 | 1.08 | 1.07 | 1.07 | 1.07 | 1.06 | 1.06 | 1.06 | 1.05 | 1.05 | 1.05 | 1.04 | 1.04 | 1.04 | 1.03 | 1.03 | 1.03 | 1.02 | 1.02 | 1.02 | 1.01 | 1.01 | 1.01 | 1 | 1 | 1 | 1 | 0.99 | 0.99 | 0.99 | 0.98 | 0.98 | 0.98 | 0.98 | 0.97 | 0.97 | 0.97 | 0.97 | 0.96 | 0.96 | 0.96 | 0.96 | 0.95 | 0.95 | 0.95 | 0.95 | 0.94 | 0.94 | 0.94 | 0.94 | 0.94 | 0.93 | 0.93 | 0.93 | 0.93 | 0.92 | 0.92 | 0.92 | 0.92 | 0.92 | 0.91 | 0.91 | 0.91 | 0.91 | 0.91 | 0.91 | 0.9 | 0.9 | 0.9 | 0.9 | 0.9 | 0.89 | 0.89 | 0.89 | 0.89 | 0.89 | 0.89 | 0.89 | 0.88 | 0.88 | #N/A | #N/A | #N/A | #N/A | #N/A | #N/A | #N/A | #N/A | #N/A | #N/A
[12 empty] | 54 | 3353640.03 | 1454886.81 | 2125957.5 | 2531093.6 | 2586035.13 | 2420750.32 | #N/A | #N/A | #N/A |  |  | 54 | #N/A | #N/A | #N/A | #N/A | #N/A | #N/A | #N/A | #N/A | #N/A |  | R22 | 29 | 289 | #N/A | #N/A | #N/A | #N/A | #N/A | #N/A | #N/A | #N/A | #N/A | #N/A | #N/A | #N/A | #N/A | #N/A | #N/A | #N/A | #N/A | #N/A | #N/A | #N/A | #N/A | #N/A | #N/A | #N/A | #N/A | #N/A | #N/A | #N/A | #N/A | #N/A | 1.13 | 1.13 | 1.13 | 1.12 | 1.12 | 1.11 | 1.11 | 1.11 | 1.1 | 1.1 | 1.1 | 1.09 | 1.09 | 1.08 | 1.08 | 1.08 | 1.07 | 1.07 | 1.07 | 1.06 | 1.06 | 1.06 | 1.05 | 1.05 | 1.05 | 1.04 | 1.04 | 1.04 | 1.03 | 1.03 | 1.03 | 1.02 | 1.02 | 1.02 | 1.01 | 1.01 | 1.01 | 1.01 | 1 | 1 | 1 | 0.99 | 0.99 | 0.99 | 0.99 | 0.98 | 0.98 | 0.98 | 0.98 | 0.97 | 0.97 | 0.97 | 0.97 | 0.96 | 0.96 | 0.96 | 0.96 | 0.95 | 0.95 | 0.95 | 0.95 | 0.94 | 0.94 | 0.94 | 0.94 | 0.94 | 0.93 | 0.93 | 0.93 | 0.93 | 0.93 | 0.92 | 0.92 | 0.92 | 0.92 | 0.92 | 0.91 | 0.91 | 0.91 | 0.91 | 0.91 | 0.9 | 0.9 | 0.9 | 0.9 | 0.9 | 0.9 | 0.9 | 0.89 | 0.89 | 0.89 | #N/A | #N/A | #N/A | #N/A | #N/A | #N/A | #N/A | #N/A | #N/A | #N/A
[12 empty] | 55 | 3429790.6 | 1490894.98 | 2173937.03 | 2587872.12 | 2644157.88 | 2475502.59 | #N/A | #N/A | #N/A |  |  | 55 | #N/A | #N/A | #N/A | #N/A | #N/A | #N/A | #N/A | #N/A | #N/A |  | R22 | 30 | 290 | #N/A | #N/A | #N/A | #N/A | #N/A | #N/A | #N/A | #N/A | #N/A | #N/A | #N/A | #N/A | #N/A | #N/A | #N/A | #N/A | #N/A | #N/A | #N/A | #N/A | #N/A | #N/A | #N/A | #N/A | #N/A | #N/A | #N/A | #N/A | #N/A | #N/A | 1.15 | 1.14 | 1.14 | 1.13 | 1.13 | 1.13 | 1.12 | 1.12 | 1.11 | 1.11 | 1.11 | 1.1 | 1.1 | 1.1 | 1.09 | 1.09 | 1.08 | 1.08 | 1.08 | 1.07 | 1.07 | 1.07 | 1.06 | 1.06 | 1.06 | 1.05 | 1.05 | 1.05 | 1.04 | 1.04 | 1.04 | 1.03 | 1.03 | 1.03 | 1.02 | 1.02 | 1.02 | 1.02 | 1.01 | 1.01 | 1.01 | 1 | 1 | 1 | 1 | 0.99 | 0.99 | 0.99 | 0.99 | 0.98 | 0.98 | 0.98 | 0.97 | 0.97 | 0.97 | 0.97 | 0.96 | 0.96 | 0.96 | 0.96 | 0.96 | 0.95 | 0.95 | 0.95 | 0.95 | 0.94 | 0.94 | 0.94 | 0.94 | 0.94 | 0.93 | 0.93 | 0.93 | 0.93 | 0.93 | 0.92 | 0.92 | 0.92 | 0.92 | 0.92 | 0.91 | 0.91 | 0.91 | 0.91 | 0.91 | 0.91 | 0.9 | 0.9 | 0.9 | 0.9 | 0.9 | #N/A | #N/A | #N/A | #N/A | #N/A | #N/A | #N/A | #N/A | #N/A | #N/A
[12 empty] | 56 | 3507272.02 | 1527572.77 | 2222715.6 | 2645652.15 | 2703339.73 | 2531168.27 | #N/A | #N/A | #N/A |  |  | 56 | #N/A | #N/A | #N/A | #N/A | #N/A | #N/A | #N/A | #N/A | #N/A |  | R22 | 31 | 291 | #N/A | #N/A | #N/A | #N/A | #N/A | #N/A | #N/A | #N/A | #N/A | #N/A | #N/A | #N/A | #N/A | #N/A | #N/A | #N/A | #N/A | #N/A | #N/A | #N/A | #N/A | #N/A | #N/A | #N/A | #N/A | #N/A | #N/A | #N/A | #N/A | #N/A | 1.16 | 1.15 | 1.15 | 1.15 | 1.14 | 1.14 | 1.13 | 1.13 | 1.13 | 1.12 | 1.12 | 1.11 | 1.11 | 1.11 | 1.1 | 1.1 | 1.1 | 1.09 | 1.09 | 1.09 | 1.08 | 1.08 | 1.07 | 1.07 | 1.07 | 1.06 | 1.06 | 1.06 | 1.05 | 1.05 | 1.05 | 1.04 | 1.04 | 1.04 | 1.04 | 1.03 | 1.03 | 1.03 | 1.02 | 1.02 | 1.02 | 1.01 | 1.01 | 1.01 | 1.01 | 1 | 1 | 1 | 0.99 | 0.99 | 0.99 | 0.99 | 0.98 | 0.98 | 0.98 | 0.98 | 0.97 | 0.97 | 0.97 | 0.97 | 0.96 | 0.96 | 0.96 | 0.96 | 0.96 | 0.95 | 0.95 | 0.95 | 0.95 | 0.94 | 0.94 | 0.94 | 0.94 | 0.94 | 0.93 | 0.93 | 0.93 | 0.93 | 0.93 | 0.93 | 0.92 | 0.92 | 0.92 | 0.92 | 0.92 | 0.91 | 0.91 | 0.91 | 0.91 | 0.91 | 0.91 | #N/A | #N/A | #N/A | #N/A | #N/A | #N/A | #N/A | #N/A | #N/A | #N/A
[12 empty] | 57 | 3586102.13 | 1564929.18 | 2272302.79 | 2704449.79 | 2763601.28 | 2587757.28 | #N/A | #N/A | #N/A |  |  | 57 | #N/A | #N/A | #N/A | #N/A | #N/A | #N/A | #N/A | #N/A | #N/A |  | R22 | 32 | 292 | #N/A | #N/A | #N/A | #N/A | #N/A | #N/A | #N/A | #N/A | #N/A | #N/A | #N/A | #N/A | #N/A | #N/A | #N/A | #N/A | #N/A | #N/A | #N/A | #N/A | #N/A | #N/A | #N/A | #N/A | #N/A | #N/A | #N/A | #N/A | #N/A | #N/A | 1.17 | 1.17 | 1.16 | 1.16 | 1.16 | 1.15 | 1.15 | 1.14 | 1.14 | 1.13 | 1.13 | 1.13 | 1.12 | 1.12 | 1.12 | 1.11 | 1.11 | 1.1 | 1.1 | 1.1 | 1.09 | 1.09 | 1.09 | 1.08 | 1.08 | 1.08 | 1.07 | 1.07 | 1.07 | 1.06 | 1.06 | 1.06 | 1.05 | 1.05 | 1.05 | 1.04 | 1.04 | 1.04 | 1.03 | 1.03 | 1.03 | 1.02 | 1.02 | 1.02 | 1.02 | 1.01 | 1.01 | 1.01 | 1 | 1 | 1 | 1 | 0.99 | 0.99 | 0.99 | 0.99 | 0.98 | 0.98 | 0.98 | 0.98 | 0.97 | 0.97 | 0.97 | 0.97 | 0.96 | 0.96 | 0.96 | 0.96 | 0.96 | 0.95 | 0.95 | 0.95 | 0.95 | 0.95 | 0.94 | 0.94 | 0.94 | 0.94 | 0.94 | 0.93 | 0.93 | 0.93 | 0.93 | 0.93 | 0.92 | 0.92 | 0.92 | 0.92 | 0.92 | 0.92 | 0.92 | #N/A | #N/A | #N/A | #N/A | #N/A | #N/A | #N/A | #N/A | #N/A | #N/A
[12 empty] | 58 | 3666298.95 | 1602973.33 | 2322708.37 | 2764281.6 | 2824963.9 | 2645279.58 | #N/A | #N/A | #N/A |  |  | 58 | #N/A | #N/A | #N/A | #N/A | #N/A | #N/A | #N/A | #N/A | #N/A |  | R22 | 33 | 293 | #N/A | #N/A | #N/A | #N/A | #N/A | #N/A | #N/A | #N/A | #N/A | #N/A | #N/A | #N/A | #N/A | #N/A | #N/A | #N/A | #N/A | #N/A | #N/A | #N/A | #N/A | #N/A | #N/A | #N/A | #N/A | #N/A | #N/A | #N/A | #N/A | #N/A | 1.19 | 1.18 | 1.18 | 1.17 | 1.17 | 1.16 | 1.16 | 1.16 | 1.15 | 1.15 | 1.14 | 1.14 | 1.14 | 1.13 | 1.13 | 1.12 | 1.12 | 1.12 | 1.11 | 1.11 | 1.1 | 1.1 | 1.1 | 1.09 | 1.09 | 1.09 | 1.08 | 1.08 | 1.08 | 1.07 | 1.07 | 1.07 | 1.06 | 1.06 | 1.06 | 1.05 | 1.05 | 1.05 | 1.04 | 1.04 | 1.04 | 1.03 | 1.03 | 1.03 | 1.03 | 1.02 | 1.02 | 1.02 | 1.01 | 1.01 | 1.01 | 1.01 | 1 | 1 | 1 | 1 | 0.99 | 0.99 | 0.99 | 0.99 | 0.98 | 0.98 | 0.98 | 0.98 | 0.97 | 0.97 | 0.97 | 0.97 | 0.96 | 0.96 | 0.96 | 0.96 | 0.96 | 0.95 | 0.95 | 0.95 | 0.95 | 0.95 | 0.94 | 0.94 | 0.94 | 0.94 | 0.94 | 0.94 | 0.93 | 0.93 | 0.93 | 0.93 | 0.93 | 0.93 | 0.92 | #N/A | #N/A | #N/A | #N/A | #N/A | #N/A | #N/A | #N/A | #N/A | #N/A
[12 empty] | 59 | 3747880.76 | 1641714.49 | 2373942.27 | 2825164.52 | 2887449.66 | 2703745.18 | #N/A | #N/A | #N/A |  |  | 59 | #N/A | #N/A | #N/A | #N/A | #N/A | #N/A | #N/A | #N/A | #N/A |  | R22 | 34 | 294 | #N/A | #N/A | #N/A | #N/A | #N/A | #N/A | #N/A | #N/A | #N/A | #N/A | #N/A | #N/A | #N/A | #N/A | #N/A | #N/A | #N/A | #N/A | #N/A | #N/A | #N/A | #N/A | #N/A | #N/A | #N/A | #N/A | #N/A | #N/A | #N/A | #N/A | 1.2 | 1.19 | 1.19 | 1.19 | 1.18 | 1.18 | 1.17 | 1.17 | 1.16 | 1.16 | 1.16 | 1.15 | 1.15 | 1.14 | 1.14 | 1.14 | 1.13 | 1.13 | 1.12 | 1.12 | 1.12 | 1.11 | 1.11 | 1.11 | 1.1 | 1.1 | 1.09 | 1.09 | 1.09 | 1.08 | 1.08 | 1.08 | 1.07 | 1.07 | 1.07 | 1.06 | 1.06 | 1.06 | 1.05 | 1.05 | 1.05 | 1.05 | 1.04 | 1.04 | 1.04 | 1.03 | 1.03 | 1.03 | 1.02 | 1.02 | 1.02 | 1.02 | 1.01 | 1.01 | 1.01 | 1.01 | 1 | 1 | 1 | 1 | 0.99 | 0.99 | 0.99 | 0.99 | 0.98 | 0.98 | 0.98 | 0.98 | 0.97 | 0.97 | 0.97 | 0.97 | 0.97 | 0.96 | 0.96 | 0.96 | 0.96 | 0.96 | 0.95 | 0.95 | 0.95 | 0.95 | 0.95 | 0.94 | 0.94 | 0.94 | 0.94 | 0.94 | 0.94 | 0.93 | 0.93 | #N/A | #N/A | #N/A | #N/A | #N/A | #N/A | #N/A | #N/A | #N/A | #N/A
[12 empty] | 60 | 3830866.06 | 1681162.07 | 2426014.63 | 2887115.95 | 2951081.47 | 2763164.17 | #N/A | 975042.55 | #N/A |  |  | 60 | #N/A | #N/A | #N/A | #N/A | #N/A | #N/A | #N/A | #N/A | #N/A |  | R22 | 35 | 295 | #N/A | #N/A | #N/A | #N/A | #N/A | #N/A | #N/A | #N/A | #N/A | #N/A | #N/A | #N/A | #N/A | #N/A | #N/A | #N/A | #N/A | #N/A | #N/A | #N/A | #N/A | #N/A | #N/A | #N/A | #N/A | #N/A | #N/A | #N/A | #N/A | #N/A | 1.21 | 1.21 | 1.2 | 1.2 | 1.19 | 1.19 | 1.19 | 1.18 | 1.18 | 1.17 | 1.17 | 1.16 | 1.16 | 1.16 | 1.15 | 1.15 | 1.14 | 1.14 | 1.14 | 1.13 | 1.13 | 1.13 | 1.12 | 1.12 | 1.11 | 1.11 | 1.11 | 1.1 | 1.1 | 1.1 | 1.09 | 1.09 | 1.09 | 1.08 | 1.08 | 1.08 | 1.07 | 1.07 | 1.07 | 1.06 | 1.06 | 1.06 | 1.05 | 1.05 | 1.05 | 1.04 | 1.04 | 1.04 | 1.04 | 1.03 | 1.03 | 1.03 | 1.02 | 1.02 | 1.02 | 1.02 | 1.01 | 1.01 | 1.01 | 1.01 | 1 | 1 | 1 | 1 | 0.99 | 0.99 | 0.99 | 0.99 | 0.98 | 0.98 | 0.98 | 0.98 | 0.98 | 0.97 | 0.97 | 0.97 | 0.97 | 0.96 | 0.96 | 0.96 | 0.96 | 0.96 | 0.95 | 0.95 | 0.95 | 0.95 | 0.95 | 0.95 | 0.94 | 0.94 | 0.94 | #N/A | #N/A | #N/A | #N/A | #N/A | #N/A | #N/A | #N/A | #N/A | #N/A
[12 empty] | 61 | 3915273.6 | 1721325.63 | 2478935.8 | 2950153.73 | 3015883.03 | 2823546.69 | #N/A | 998184.18 | #N/A |  |  | 61 | #N/A | #N/A | #N/A | #N/A | #N/A | #N/A | #N/A | #N/A | #N/A |  | R22 | 36 | 296 | #N/A | #N/A | #N/A | #N/A | #N/A | #N/A | #N/A | #N/A | #N/A | #N/A | #N/A | #N/A | #N/A | #N/A | #N/A | #N/A | #N/A | #N/A | #N/A | #N/A | #N/A | #N/A | #N/A | #N/A | #N/A | #N/A | #N/A | #N/A | #N/A | #N/A | 1.23 | 1.22 | 1.22 | 1.21 | 1.21 | 1.2 | 1.2 | 1.2 | 1.19 | 1.19 | 1.18 | 1.18 | 1.17 | 1.17 | 1.17 | 1.16 | 1.16 | 1.15 | 1.15 | 1.15 | 1.14 | 1.14 | 1.13 | 1.13 | 1.13 | 1.12 | 1.12 | 1.12 | 1.11 | 1.11 | 1.1 | 1.1 | 1.1 | 1.09 | 1.09 | 1.09 | 1.08 | 1.08 | 1.08 | 1.07 | 1.07 | 1.07 | 1.06 | 1.06 | 1.06 | 1.06 | 1.05 | 1.05 | 1.05 | 1.04 | 1.04 | 1.04 | 1.03 | 1.03 | 1.03 | 1.03 | 1.02 | 1.02 | 1.02 | 1.02 | 1.01 | 1.01 | 1.01 | 1.01 | 1 | 1 | 1 | 1 | 0.99 | 0.99 | 0.99 | 0.99 | 0.98 | 0.98 | 0.98 | 0.98 | 0.98 | 0.97 | 0.97 | 0.97 | 0.97 | 0.97 | 0.96 | 0.96 | 0.96 | 0.96 | 0.96 | 0.96 | 0.95 | 0.95 | 0.95 | #N/A | #N/A | #N/A | #N/A | #N/A | #N/A | #N/A | #N/A | #N/A | #N/A
[12 empty] | 62 | 4001122.37 | 1762214.91 | 2532716.34 | 3014296.16 | 3081878.89 | 2884902.92 | #N/A | 1021708.37 | #N/A |  |  | 62 | #N/A | #N/A | #N/A | #N/A | #N/A | #N/A | #N/A | #N/A | #N/A |  | R22 | 37 | 297 | #N/A | #N/A | #N/A | #N/A | #N/A | #N/A | #N/A | #N/A | #N/A | #N/A | #N/A | #N/A | #N/A | #N/A | #N/A | #N/A | #N/A | #N/A | #N/A | #N/A | #N/A | #N/A | #N/A | #N/A | #N/A | #N/A | #N/A | #N/A | #N/A | #N/A | 1.24 | 1.24 | 1.23 | 1.23 | 1.22 | 1.22 | 1.21 | 1.21 | 1.21 | 1.2 | 1.2 | 1.19 | 1.19 | 1.18 | 1.18 | 1.17 | 1.17 | 1.17 | 1.16 | 1.16 | 1.15 | 1.15 | 1.15 | 1.14 | 1.14 | 1.14 | 1.13 | 1.13 | 1.12 | 1.12 | 1.12 | 1.11 | 1.11 | 1.11 | 1.1 | 1.1 | 1.1 | 1.09 | 1.09 | 1.09 | 1.08 | 1.08 | 1.08 | 1.07 | 1.07 | 1.07 | 1.06 | 1.06 | 1.06 | 1.05 | 1.05 | 1.05 | 1.05 | 1.04 | 1.04 | 1.04 | 1.03 | 1.03 | 1.03 | 1.03 | 1.02 | 1.02 | 1.02 | 1.02 | 1.01 | 1.01 | 1.01 | 1.01 | 1 | 1 | 1 | 1 | 0.99 | 0.99 | 0.99 | 0.99 | 0.99 | 0.98 | 0.98 | 0.98 | 0.98 | 0.98 | 0.97 | 0.97 | 0.97 | 0.97 | 0.97 | 0.96 | 0.96 | 0.96 | 0.96 | #N/A | #N/A | #N/A | #N/A | #N/A | #N/A | #N/A | #N/A | #N/A | #N/A
[12 empty] | 63 | 4088431.59 | 1803839.76 | 2587367.05 | 3079562.04 | 3149094.52 | 2947243.11 | #N/A | 1045618.16 | #N/A |  |  | 63 | #N/A | #N/A | #N/A | #N/A | #N/A | #N/A | #N/A | #N/A | #N/A |  | R22 | 38 | 298 | #N/A | #N/A | #N/A | #N/A | #N/A | #N/A | #N/A | #N/A | #N/A | #N/A | #N/A | #N/A | #N/A | #N/A | #N/A | #N/A | #N/A | #N/A | #N/A | #N/A | #N/A | #N/A | #N/A | #N/A | #N/A | #N/A | #N/A | #N/A | #N/A | #N/A | 1.26 | 1.25 | 1.25 | 1.24 | 1.24 | 1.23 | 1.23 | 1.22 | 1.22 | 1.21 | 1.21 | 1.21 | 1.2 | 1.2 | 1.19 | 1.19 | 1.18 | 1.18 | 1.18 | 1.17 | 1.17 | 1.16 | 1.16 | 1.16 | 1.15 | 1.15 | 1.14 | 1.14 | 1.14 | 1.13 | 1.13 | 1.13 | 1.12 | 1.12 | 1.11 | 1.11 | 1.11 | 1.1 | 1.1 | 1.1 | 1.09 | 1.09 | 1.09 | 1.08 | 1.08 | 1.08 | 1.07 | 1.07 | 1.07 | 1.07 | 1.06 | 1.06 | 1.06 | 1.05 | 1.05 | 1.05 | 1.04 | 1.04 | 1.04 | 1.04 | 1.03 | 1.03 | 1.03 | 1.03 | 1.02 | 1.02 | 1.02 | 1.02 | 1.01 | 1.01 | 1.01 | 1.01 | 1 | 1 | 1 | 1 | 1 | 0.99 | 0.99 | 0.99 | 0.99 | 0.99 | 0.98 | 0.98 | 0.98 | 0.98 | 0.98 | 0.97 | 0.97 | 0.97 | 0.97 | #N/A | #N/A | #N/A | #N/A | #N/A | #N/A | #N/A | #N/A | #N/A | #N/A
[12 empty] | 64 | 4177220.75 | 1846210.25 | 2642898.96 | 3145970.67 | 3217556.32 | 3010577.58 | #N/A | 1069916.55 | #N/A |  |  | 64 | #N/A | #N/A | #N/A | #N/A | #N/A | #N/A | #N/A | #N/A | #N/A |  | R22 | 39 | 299 | #N/A | #N/A | #N/A | #N/A | #N/A | #N/A | #N/A | #N/A | #N/A | #N/A | #N/A | #N/A | #N/A | #N/A | #N/A | #N/A | #N/A | #N/A | #N/A | #N/A | #N/A | #N/A | #N/A | #N/A | #N/A | #N/A | #N/A | #N/A | #N/A | #N/A | 1.27 | 1.27 | 1.26 | 1.26 | 1.25 | 1.25 | 1.24 | 1.24 | 1.23 | 1.23 | 1.22 | 1.22 | 1.22 | 1.21 | 1.21 | 1.2 | 1.2 | 1.19 | 1.19 | 1.19 | 1.18 | 1.18 | 1.17 | 1.17 | 1.17 | 1.16 | 1.16 | 1.15 | 1.15 | 1.15 | 1.14 | 1.14 | 1.13 | 1.13 | 1.13 | 1.12 | 1.12 | 1.12 | 1.11 | 1.11 | 1.11 | 1.1 | 1.1 | 1.1 | 1.09 | 1.09 | 1.09 | 1.08 | 1.08 | 1.08 | 1.07 | 1.07 | 1.07 | 1.06 | 1.06 | 1.06 | 1.06 | 1.05 | 1.05 | 1.05 | 1.04 | 1.04 | 1.04 | 1.04 | 1.03 | 1.03 | 1.03 | 1.03 | 1.02 | 1.02 | 1.02 | 1.02 | 1.01 | 1.01 | 1.01 | 1.01 | 1.01 | 1 | 1 | 1 | 1 | 1 | 0.99 | 0.99 | 0.99 | 0.99 | 0.99 | 0.98 | 0.98 | 0.98 | 0.98 | #N/A | #N/A | #N/A | #N/A | #N/A | #N/A | #N/A | #N/A | #N/A | #N/A
[12 empty] | 65 | 4267509.57 | 1889336.59 | 2699323.38 | 3213541.86 | 3287291.66 | 3074916.68 | #N/A | 1094606.51 | #N/A |  |  | 65 | #N/A | #N/A | #N/A | #N/A | #N/A | #N/A | #N/A | #N/A | #N/A |  | R22 | 40 | 300 | #N/A | #N/A | #N/A | #N/A | #N/A | #N/A | #N/A | #N/A | #N/A | #N/A | #N/A | #N/A | #N/A | #N/A | #N/A | #N/A | #N/A | #N/A | #N/A | #N/A | #N/A | #N/A | #N/A | #N/A | #N/A | #N/A | #N/A | #N/A | #N/A | #N/A | 1.29 | 1.28 | 1.28 | 1.27 | 1.27 | 1.26 | 1.26 | 1.25 | 1.25 | 1.24 | 1.24 | 1.24 | 1.23 | 1.23 | 1.22 | 1.22 | 1.21 | 1.21 | 1.2 | 1.2 | 1.2 | 1.19 | 1.19 | 1.18 | 1.18 | 1.17 | 1.17 | 1.17 | 1.16 | 1.16 | 1.15 | 1.15 | 1.15 | 1.14 | 1.14 | 1.14 | 1.13 | 1.13 | 1.13 | 1.12 | 1.12 | 1.11 | 1.11 | 1.11 | 1.1 | 1.1 | 1.1 | 1.09 | 1.09 | 1.09 | 1.09 | 1.08 | 1.08 | 1.08 | 1.07 | 1.07 | 1.07 | 1.06 | 1.06 | 1.06 | 1.06 | 1.05 | 1.05 | 1.05 | 1.05 | 1.04 | 1.04 | 1.04 | 1.03 | 1.03 | 1.03 | 1.03 | 1.03 | 1.02 | 1.02 | 1.02 | 1.02 | 1.01 | 1.01 | 1.01 | 1.01 | 1.01 | 1 | 1 | 1 | 1 | 1 | 0.99 | 0.99 | 0.99 | 0.99 | #N/A | #N/A | #N/A | #N/A | #N/A | #N/A | #N/A | #N/A | #N/A | #N/A
[12 empty] | 66 | #N/A | 1933229.19 | 2756651.9 | #N/A | #N/A | #N/A | #N/A | 1119691.01 | #N/A |  |  | 66 | #N/A | #N/A | #N/A | #N/A | #N/A | #N/A | #N/A | #N/A | #N/A |  | R22 | 41 | 301 | #N/A | #N/A | #N/A | #N/A | #N/A | #N/A | #N/A | #N/A | #N/A | #N/A | #N/A | #N/A | #N/A | #N/A | #N/A | #N/A | #N/A | #N/A | #N/A | #N/A | #N/A | #N/A | #N/A | #N/A | #N/A | #N/A | #N/A | #N/A | #N/A | #N/A | 1.31 | 1.3 | 1.29 | 1.29 | 1.28 | 1.28 | 1.27 | 1.27 | 1.26 | 1.26 | 1.26 | 1.25 | 1.25 | 1.24 | 1.24 | 1.23 | 1.23 | 1.22 | 1.22 | 1.21 | 1.21 | 1.21 | 1.2 | 1.2 | 1.19 | 1.19 | 1.18 | 1.18 | 1.18 | 1.17 | 1.17 | 1.16 | 1.16 | 1.16 | 1.15 | 1.15 | 1.15 | 1.14 | 1.14 | 1.13 | 1.13 | 1.13 | 1.12 | 1.12 | 1.12 | 1.11 | 1.11 | 1.11 | 1.1 | 1.1 | 1.1 | 1.09 | 1.09 | 1.09 | 1.09 | 1.08 | 1.08 | 1.08 | 1.07 | 1.07 | 1.07 | 1.06 | 1.06 | 1.06 | 1.06 | 1.05 | 1.05 | 1.05 | 1.05 | 1.04 | 1.04 | 1.04 | 1.04 | 1.03 | 1.03 | 1.03 | 1.03 | 1.02 | 1.02 | 1.02 | 1.02 | 1.02 | 1.01 | 1.01 | 1.01 | 1.01 | 1.01 | 1 | 1 | 1 | 1 | #N/A | #N/A | #N/A | #N/A | #N/A | #N/A | #N/A | #N/A | #N/A | #N/A
[12 empty] | 67 | #N/A | 1977898.62 | 2814896.41 | #N/A | #N/A | #N/A | #N/A | 1145173 | #N/A |  |  | 67 | #N/A | #N/A | #N/A | #N/A | #N/A | #N/A | #N/A | #N/A | #N/A |  | R22 | 42 | 302 | #N/A | #N/A | #N/A | #N/A | #N/A | #N/A | #N/A | #N/A | #N/A | #N/A | #N/A | #N/A | #N/A | #N/A | #N/A | #N/A | #N/A | #N/A | #N/A | #N/A | #N/A | #N/A | #N/A | #N/A | #N/A | #N/A | #N/A | #N/A | #N/A | #N/A | 1.32 | 1.32 | 1.31 | 1.31 | 1.3 | 1.3 | 1.29 | 1.29 | 1.28 | 1.28 | 1.27 | 1.27 | 1.26 | 1.26 | 1.25 | 1.25 | 1.24 | 1.24 | 1.23 | 1.23 | 1.22 | 1.22 | 1.22 | 1.21 | 1.21 | 1.2 | 1.2 | 1.19 | 1.19 | 1.19 | 1.18 | 1.18 | 1.17 | 1.17 | 1.17 | 1.16 | 1.16 | 1.16 | 1.15 | 1.15 | 1.14 | 1.14 | 1.14 | 1.13 | 1.13 | 1.13 | 1.12 | 1.12 | 1.12 | 1.11 | 1.11 | 1.11 | 1.1 | 1.1 | 1.1 | 1.09 | 1.09 | 1.09 | 1.09 | 1.08 | 1.08 | 1.08 | 1.07 | 1.07 | 1.07 | 1.07 | 1.06 | 1.06 | 1.06 | 1.05 | 1.05 | 1.05 | 1.05 | 1.04 | 1.04 | 1.04 | 1.04 | 1.04 | 1.03 | 1.03 | 1.03 | 1.03 | 1.02 | 1.02 | 1.02 | 1.02 | 1.02 | 1.01 | 1.01 | 1.01 | 1.01 | #N/A | #N/A | #N/A | #N/A | #N/A | #N/A | #N/A | #N/A | #N/A | #N/A
[12 empty] | 68 | #N/A | 2023355.67 | 2874069.1 | #N/A | #N/A | #N/A | #N/A | 1171055.37 | #N/A |  |  | 68 | #N/A | #N/A | #N/A | #N/A | #N/A | #N/A | #N/A | #N/A | #N/A |  | R22 | 43 | 303 | #N/A | #N/A | #N/A | #N/A | #N/A | #N/A | #N/A | #N/A | #N/A | #N/A | #N/A | #N/A | #N/A | #N/A | #N/A | #N/A | #N/A | #N/A | #N/A | #N/A | #N/A | #N/A | #N/A | #N/A | #N/A | #N/A | #N/A | #N/A | #N/A | #N/A | 1.34 | 1.33 | 1.33 | 1.32 | 1.32 | 1.31 | 1.31 | 1.3 | 1.3 | 1.29 | 1.29 | 1.28 | 1.28 | 1.27 | 1.27 | 1.26 | 1.26 | 1.25 | 1.25 | 1.24 | 1.24 | 1.24 | 1.23 | 1.23 | 1.22 | 1.22 | 1.21 | 1.21 | 1.2 | 1.2 | 1.2 | 1.19 | 1.19 | 1.18 | 1.18 | 1.18 | 1.17 | 1.17 | 1.16 | 1.16 | 1.16 | 1.15 | 1.15 | 1.15 | 1.14 | 1.14 | 1.14 | 1.13 | 1.13 | 1.13 | 1.12 | 1.12 | 1.12 | 1.11 | 1.11 | 1.11 | 1.1 | 1.1 | 1.1 | 1.09 | 1.09 | 1.09 | 1.09 | 1.08 | 1.08 | 1.08 | 1.07 | 1.07 | 1.07 | 1.07 | 1.06 | 1.06 | 1.06 | 1.06 | 1.05 | 1.05 | 1.05 | 1.05 | 1.04 | 1.04 | 1.04 | 1.04 | 1.04 | 1.03 | 1.03 | 1.03 | 1.03 | 1.03 | 1.02 | 1.02 | 1.02 | #N/A | #N/A | #N/A | #N/A | #N/A | #N/A | #N/A | #N/A | #N/A | #N/A
[12 empty] | 69 | #N/A | 2069611.32 | 2934182.53 | #N/A | #N/A | #N/A | #N/A | 1197341.04 | #N/A |  |  | 69 | #N/A | #N/A | #N/A | #N/A | #N/A | #N/A | #N/A | #N/A | #N/A |  | R22 | 44 | 304 | #N/A | #N/A | #N/A | #N/A | #N/A | #N/A | #N/A | #N/A | #N/A | #N/A | #N/A | #N/A | #N/A | #N/A | #N/A | #N/A | #N/A | #N/A | #N/A | #N/A | #N/A | #N/A | #N/A | #N/A | #N/A | #N/A | #N/A | #N/A | #N/A | #N/A | 1.36 | 1.35 | 1.35 | 1.34 | 1.34 | 1.33 | 1.32 | 1.32 | 1.31 | 1.31 | 1.3 | 1.3 | 1.29 | 1.29 | 1.28 | 1.28 | 1.27 | 1.27 | 1.26 | 1.26 | 1.25 | 1.25 | 1.25 | 1.24 | 1.24 | 1.23 | 1.23 | 1.22 | 1.22 | 1.22 | 1.21 | 1.21 | 1.2 | 1.2 | 1.19 | 1.19 | 1.19 | 1.18 | 1.18 | 1.17 | 1.17 | 1.17 | 1.16 | 1.16 | 1.16 | 1.15 | 1.15 | 1.15 | 1.14 | 1.14 | 1.14 | 1.13 | 1.13 | 1.13 | 1.12 | 1.12 | 1.12 | 1.11 | 1.11 | 1.11 | 1.1 | 1.1 | 1.1 | 1.09 | 1.09 | 1.09 | 1.09 | 1.08 | 1.08 | 1.08 | 1.08 | 1.07 | 1.07 | 1.07 | 1.07 | 1.06 | 1.06 | 1.06 | 1.06 | 1.05 | 1.05 | 1.05 | 1.05 | 1.04 | 1.04 | 1.04 | 1.04 | 1.04 | 1.03 | 1.03 | 1.03 | #N/A | #N/A | #N/A | #N/A | #N/A | #N/A | #N/A | #N/A | #N/A | #N/A
[12 empty] | 70 | #N/A | 2116676.75 | 2995249.6 | #N/A | #N/A | #N/A | #N/A | 1224032.87 | #N/A |  |  | 70 | #N/A | #N/A | #N/A | #N/A | #N/A | #N/A | #N/A | #N/A | #N/A |  | R22 | 45 | 305 | #N/A | #N/A | #N/A | #N/A | #N/A | #N/A | #N/A | #N/A | #N/A | #N/A | #N/A | #N/A | #N/A | #N/A | #N/A | #N/A | #N/A | #N/A | #N/A | #N/A | #N/A | #N/A | #N/A | #N/A | #N/A | #N/A | #N/A | #N/A | #N/A | #N/A | 1.38 | 1.37 | 1.36 | 1.36 | 1.35 | 1.35 | 1.34 | 1.34 | 1.33 | 1.33 | 1.32 | 1.32 | 1.31 | 1.31 | 1.3 | 1.3 | 1.29 | 1.29 | 1.28 | 1.28 | 1.27 | 1.27 | 1.26 | 1.26 | 1.25 | 1.25 | 1.24 | 1.24 | 1.23 | 1.23 | 1.23 | 1.22 | 1.22 | 1.21 | 1.21 | 1.2 | 1.2 | 1.2 | 1.19 | 1.19 | 1.18 | 1.18 | 1.18 | 1.17 | 1.17 | 1.17 | 1.16 | 1.16 | 1.16 | 1.15 | 1.15 | 1.15 | 1.14 | 1.14 | 1.14 | 1.13 | 1.13 | 1.13 | 1.12 | 1.12 | 1.12 | 1.11 | 1.11 | 1.11 | 1.1 | 1.1 | 1.1 | 1.1 | 1.09 | 1.09 | 1.09 | 1.08 | 1.08 | 1.08 | 1.08 | 1.07 | 1.07 | 1.07 | 1.07 | 1.06 | 1.06 | 1.06 | 1.06 | 1.06 | 1.05 | 1.05 | 1.05 | 1.05 | 1.05 | 1.04 | 1.04 | #N/A | #N/A | #N/A | #N/A | #N/A | #N/A | #N/A | #N/A | #N/A | #N/A
[12 empty] | 71 | #N/A | 2164563.35 | 3057283.63 | #N/A | #N/A | #N/A | #N/A | 1251133.71 | #N/A |  |  | 71 | #N/A | #N/A | #N/A | #N/A | #N/A | #N/A | #N/A | #N/A | #N/A |  | R22 | 46 | 306 | #N/A | #N/A | #N/A | #N/A | #N/A | #N/A | #N/A | #N/A | #N/A | #N/A | #N/A | #N/A | #N/A | #N/A | #N/A | #N/A | #N/A | #N/A | #N/A | #N/A | #N/A | #N/A | #N/A | #N/A | #N/A | #N/A | #N/A | #N/A | #N/A | #N/A | 1.39 | 1.39 | 1.38 | 1.38 | 1.37 | 1.37 | 1.36 | 1.35 | 1.35 | 1.34 | 1.34 | 1.33 | 1.33 | 1.32 | 1.32 | 1.31 | 1.31 | 1.3 | 1.3 | 1.29 | 1.29 | 1.28 | 1.28 | 1.27 | 1.27 | 1.26 | 1.26 | 1.25 | 1.25 | 1.25 | 1.24 | 1.24 | 1.23 | 1.23 | 1.22 | 1.22 | 1.22 | 1.21 | 1.21 | 1.2 | 1.2 | 1.2 | 1.19 | 1.19 | 1.18 | 1.18 | 1.18 | 1.17 | 1.17 | 1.17 | 1.16 | 1.16 | 1.16 | 1.15 | 1.15 | 1.14 | 1.14 | 1.14 | 1.14 | 1.13 | 1.13 | 1.13 | 1.12 | 1.12 | 1.12 | 1.11 | 1.11 | 1.11 | 1.11 | 1.1 | 1.1 | 1.1 | 1.09 | 1.09 | 1.09 | 1.09 | 1.08 | 1.08 | 1.08 | 1.08 | 1.07 | 1.07 | 1.07 | 1.07 | 1.07 | 1.06 | 1.06 | 1.06 | 1.06 | 1.05 | 1.05 | #N/A | #N/A | #N/A | #N/A | #N/A | #N/A | #N/A | #N/A | #N/A | #N/A
[12 empty] | 72 | #N/A | 2213282.74 | 3120298.33 | #N/A | #N/A | #N/A | #N/A | 1278646.38 | #N/A |  |  | 72 | #N/A | #N/A | #N/A | #N/A | #N/A | #N/A | #N/A | #N/A | #N/A |  | R22 | 47 | 307 | #N/A | #N/A | #N/A | #N/A | #N/A | #N/A | #N/A | #N/A | #N/A | #N/A | #N/A | #N/A | #N/A | #N/A | #N/A | #N/A | #N/A | #N/A | #N/A | #N/A | #N/A | #N/A | #N/A | #N/A | #N/A | #N/A | #N/A | #N/A | #N/A | #N/A | 1.41 | 1.41 | 1.4 | 1.4 | 1.39 | 1.38 | 1.38 | 1.37 | 1.37 | 1.36 | 1.36 | 1.35 | 1.35 | 1.34 | 1.33 | 1.33 | 1.32 | 1.32 | 1.31 | 1.31 | 1.3 | 1.3 | 1.29 | 1.29 | 1.28 | 1.28 | 1.27 | 1.27 | 1.27 | 1.26 | 1.26 | 1.25 | 1.25 | 1.24 | 1.24 | 1.23 | 1.23 | 1.23 | 1.22 | 1.22 | 1.21 | 1.21 | 1.21 | 1.2 | 1.2 | 1.19 | 1.19 | 1.19 | 1.18 | 1.18 | 1.18 | 1.17 | 1.17 | 1.17 | 1.16 | 1.16 | 1.16 | 1.15 | 1.15 | 1.15 | 1.14 | 1.14 | 1.14 | 1.13 | 1.13 | 1.13 | 1.12 | 1.12 | 1.12 | 1.12 | 1.11 | 1.11 | 1.11 | 1.1 | 1.1 | 1.1 | 1.1 | 1.09 | 1.09 | 1.09 | 1.09 | 1.08 | 1.08 | 1.08 | 1.08 | 1.07 | 1.07 | 1.07 | 1.07 | 1.07 | 1.06 | #N/A | #N/A | #N/A | #N/A | #N/A | #N/A | #N/A | #N/A | #N/A | #N/A
[12 empty] | 73 | #N/A | 2262846.77 | 3184307.89 | #N/A | #N/A | #N/A | #N/A | 1306573.69 | #N/A |  |  | 73 | #N/A | #N/A | #N/A | #N/A | #N/A | #N/A | #N/A | #N/A | #N/A |  | R22 | 48 | 308 | #N/A | #N/A | #N/A | #N/A | #N/A | #N/A | #N/A | #N/A | #N/A | #N/A | #N/A | #N/A | #N/A | #N/A | #N/A | #N/A | #N/A | #N/A | #N/A | #N/A | #N/A | #N/A | #N/A | #N/A | #N/A | #N/A | #N/A | #N/A | #N/A | #N/A | 1.43 | 1.43 | 1.42 | 1.42 | 1.41 | 1.4 | 1.4 | 1.39 | 1.39 | 1.38 | 1.37 | 1.37 | 1.36 | 1.36 | 1.35 | 1.35 | 1.34 | 1.34 | 1.33 | 1.33 | 1.32 | 1.32 | 1.31 | 1.31 | 1.3 | 1.3 | 1.29 | 1.29 | 1.28 | 1.28 | 1.27 | 1.27 | 1.26 | 1.26 | 1.25 | 1.25 | 1.25 | 1.24 | 1.24 | 1.23 | 1.23 | 1.23 | 1.22 | 1.22 | 1.21 | 1.21 | 1.21 | 1.2 | 1.2 | 1.19 | 1.19 | 1.19 | 1.18 | 1.18 | 1.18 | 1.17 | 1.17 | 1.17 | 1.16 | 1.16 | 1.16 | 1.15 | 1.15 | 1.15 | 1.14 | 1.14 | 1.14 | 1.13 | 1.13 | 1.13 | 1.13 | 1.12 | 1.12 | 1.12 | 1.11 | 1.11 | 1.11 | 1.11 | 1.1 | 1.1 | 1.1 | 1.1 | 1.09 | 1.09 | 1.09 | 1.09 | 1.08 | 1.08 | 1.08 | 1.08 | 1.08 | #N/A | #N/A | #N/A | #N/A | #N/A | #N/A | #N/A | #N/A | #N/A | #N/A
[12 empty] | 74 | #N/A | 2313267.53 | 3249326.98 | #N/A | #N/A | #N/A | #N/A | 1334918.42 | #N/A |  |  | 74 | #N/A | #N/A | #N/A | #N/A | #N/A | #N/A | #N/A | #N/A | #N/A |  | R22 | 49 | 309 | #N/A | #N/A | #N/A | #N/A | #N/A | #N/A | #N/A | #N/A | #N/A | #N/A | #N/A | #N/A | #N/A | #N/A | #N/A | #N/A | #N/A | #N/A | #N/A | #N/A | #N/A | #N/A | #N/A | #N/A | #N/A | #N/A | #N/A | #N/A | #N/A | #N/A | 1.45 | 1.45 | 1.44 | 1.44 | 1.43 | 1.42 | 1.42 | 1.41 | 1.41 | 1.4 | 1.39 | 1.39 | 1.38 | 1.38 | 1.37 | 1.37 | 1.36 | 1.35 | 1.35 | 1.34 | 1.34 | 1.33 | 1.33 | 1.32 | 1.32 | 1.31 | 1.31 | 1.3 | 1.3 | 1.29 | 1.29 | 1.28 | 1.28 | 1.28 | 1.27 | 1.27 | 1.26 | 1.26 | 1.25 | 1.25 | 1.24 | 1.24 | 1.24 | 1.23 | 1.23 | 1.22 | 1.22 | 1.22 | 1.21 | 1.21 | 1.2 | 1.2 | 1.2 | 1.19 | 1.19 | 1.19 | 1.18 | 1.18 | 1.18 | 1.17 | 1.17 | 1.17 | 1.16 | 1.16 | 1.16 | 1.15 | 1.15 | 1.15 | 1.14 | 1.14 | 1.14 | 1.14 | 1.13 | 1.13 | 1.13 | 1.12 | 1.12 | 1.12 | 1.12 | 1.11 | 1.11 | 1.11 | 1.11 | 1.1 | 1.1 | 1.1 | 1.1 | 1.09 | 1.09 | 1.09 | 1.09 | #N/A | #N/A | #N/A | #N/A | #N/A | #N/A | #N/A | #N/A | #N/A | #N/A
[12 empty] | 75 | #N/A | 2364557.33 | 3315370.79 | #N/A | #N/A | #N/A | #N/A | 1363683.31 | #N/A |  |  | 75 | #N/A | #N/A | #N/A | #N/A | #N/A | #N/A | #N/A | #N/A | #N/A |  | R22 | 50 | 310 | #N/A | #N/A | #N/A | #N/A | #N/A | #N/A | #N/A | #N/A | #N/A | #N/A | #N/A | #N/A | #N/A | #N/A | #N/A | #N/A | #N/A | #N/A | #N/A | #N/A | #N/A | #N/A | #N/A | #N/A | #N/A | #N/A | #N/A | #N/A | #N/A | #N/A | 1.48 | 1.47 | 1.46 | 1.46 | 1.45 | 1.44 | 1.44 | 1.43 | 1.43 | 1.42 | 1.41 | 1.41 | 1.4 | 1.4 | 1.39 | 1.38 | 1.38 | 1.37 | 1.37 | 1.36 | 1.36 | 1.35 | 1.35 | 1.34 | 1.34 | 1.33 | 1.33 | 1.32 | 1.32 | 1.31 | 1.31 | 1.3 | 1.3 | 1.29 | 1.29 | 1.28 | 1.28 | 1.27 | 1.27 | 1.27 | 1.26 | 1.26 | 1.25 | 1.25 | 1.24 | 1.24 | 1.24 | 1.23 | 1.23 | 1.22 | 1.22 | 1.22 | 1.21 | 1.21 | 1.21 | 1.2 | 1.2 | 1.19 | 1.19 | 1.19 | 1.18 | 1.18 | 1.18 | 1.17 | 1.17 | 1.17 | 1.16 | 1.16 | 1.16 | 1.15 | 1.15 | 1.15 | 1.15 | 1.14 | 1.14 | 1.14 | 1.13 | 1.13 | 1.13 | 1.13 | 1.12 | 1.12 | 1.12 | 1.12 | 1.11 | 1.11 | 1.11 | 1.11 | 1.11 | 1.1 | 1.1 | #N/A | #N/A | #N/A | #N/A | #N/A | #N/A | #N/A | #N/A | #N/A | #N/A
[12 empty] | 76 | #N/A | 2416728.77 | #N/A | #N/A | #N/A | #N/A | #N/A | 1392871.11 | #N/A |  |  | 76 | #N/A | #N/A | #N/A | #N/A | #N/A | #N/A | #N/A | #N/A | #N/A |  | R22 | 51 | 311 | #N/A | #N/A | #N/A | #N/A | #N/A | #N/A | #N/A | #N/A | #N/A | #N/A | #N/A | #N/A | #N/A | #N/A | #N/A | #N/A | #N/A | #N/A | #N/A | #N/A | #N/A | #N/A | #N/A | #N/A | #N/A | #N/A | #N/A | #N/A | #N/A | #N/A | 1.5 | 1.49 | 1.48 | 1.48 | 1.47 | 1.47 | 1.46 | 1.45 | 1.45 | 1.44 | 1.43 | 1.43 | 1.42 | 1.42 | 1.41 | 1.4 | 1.4 | 1.39 | 1.39 | 1.38 | 1.38 | 1.37 | 1.37 | 1.36 | 1.35 | 1.35 | 1.34 | 1.34 | 1.33 | 1.33 | 1.32 | 1.32 | 1.31 | 1.31 | 1.3 | 1.3 | 1.3 | 1.29 | 1.29 | 1.28 | 1.28 | 1.27 | 1.27 | 1.26 | 1.26 | 1.26 | 1.25 | 1.25 | 1.24 | 1.24 | 1.24 | 1.23 | 1.23 | 1.22 | 1.22 | 1.22 | 1.21 | 1.21 | 1.21 | 1.2 | 1.2 | 1.2 | 1.19 | 1.19 | 1.18 | 1.18 | 1.18 | 1.18 | 1.17 | 1.17 | 1.17 | 1.16 | 1.16 | 1.16 | 1.15 | 1.15 | 1.15 | 1.15 | 1.14 | 1.14 | 1.14 | 1.14 | 1.13 | 1.13 | 1.13 | 1.13 | 1.12 | 1.12 | 1.12 | 1.12 | 1.11 | #N/A | #N/A | #N/A | #N/A | #N/A | #N/A | #N/A | #N/A | #N/A | #N/A
[12 empty] | 77 | #N/A | 2469794.69 | #N/A | #N/A | #N/A | #N/A | #N/A | 1422484.5 | #N/A |  |  | 77 | #N/A | #N/A | #N/A | #N/A | #N/A | #N/A | #N/A | #N/A | #N/A |  | R22 | 52 | 312 | #N/A | #N/A | #N/A | #N/A | #N/A | #N/A | #N/A | #N/A | #N/A | #N/A | #N/A | #N/A | #N/A | #N/A | #N/A | #N/A | #N/A | #N/A | #N/A | #N/A | #N/A | #N/A | #N/A | #N/A | #N/A | #N/A | #N/A | #N/A | #N/A | #N/A | 1.52 | 1.51 | 1.51 | 1.5 | 1.49 | 1.49 | 1.48 | 1.47 | 1.47 | 1.46 | 1.46 | 1.45 | 1.44 | 1.44 | 1.43 | 1.42 | 1.42 | 1.41 | 1.41 | 1.4 | 1.4 | 1.39 | 1.38 | 1.38 | 1.37 | 1.37 | 1.36 | 1.36 | 1.35 | 1.35 | 1.34 | 1.34 | 1.33 | 1.33 | 1.32 | 1.32 | 1.31 | 1.31 | 1.3 | 1.3 | 1.29 | 1.29 | 1.29 | 1.28 | 1.28 | 1.27 | 1.27 | 1.26 | 1.26 | 1.26 | 1.25 | 1.25 | 1.24 | 1.24 | 1.24 | 1.23 | 1.23 | 1.22 | 1.22 | 1.22 | 1.21 | 1.21 | 1.21 | 1.2 | 1.2 | 1.2 | 1.19 | 1.19 | 1.19 | 1.18 | 1.18 | 1.18 | 1.17 | 1.17 | 1.17 | 1.17 | 1.16 | 1.16 | 1.16 | 1.15 | 1.15 | 1.15 | 1.15 | 1.14 | 1.14 | 1.14 | 1.14 | 1.13 | 1.13 | 1.13 | 1.13 | #N/A | #N/A | #N/A | #N/A | #N/A | #N/A | #N/A | #N/A | #N/A | #N/A
[12 empty] | 78 | #N/A | 2523768.19 | #N/A | #N/A | #N/A | #N/A | #N/A | 1452526.18 | #N/A |  |  | 78 | #N/A | #N/A | #N/A | #N/A | #N/A | #N/A | #N/A | #N/A | #N/A |  | R22 | 53 | 313 | #N/A | #N/A | #N/A | #N/A | #N/A | #N/A | #N/A | #N/A | #N/A | #N/A | #N/A | #N/A | #N/A | #N/A | #N/A | #N/A | #N/A | #N/A | #N/A | #N/A | #N/A | #N/A | #N/A | #N/A | #N/A | #N/A | #N/A | #N/A | #N/A | #N/A | 1.54 | 1.54 | 1.53 | 1.52 | 1.52 | 1.51 | 1.5 | 1.5 | 1.49 | 1.48 | 1.48 | 1.47 | 1.46 | 1.46 | 1.45 | 1.45 | 1.44 | 1.43 | 1.43 | 1.42 | 1.42 | 1.41 | 1.4 | 1.4 | 1.39 | 1.39 | 1.38 | 1.38 | 1.37 | 1.37 | 1.36 | 1.36 | 1.35 | 1.35 | 1.34 | 1.34 | 1.33 | 1.33 | 1.32 | 1.32 | 1.31 | 1.31 | 1.3 | 1.3 | 1.29 | 1.29 | 1.28 | 1.28 | 1.28 | 1.27 | 1.27 | 1.26 | 1.26 | 1.26 | 1.25 | 1.25 | 1.24 | 1.24 | 1.24 | 1.23 | 1.23 | 1.23 | 1.22 | 1.22 | 1.22 | 1.21 | 1.21 | 1.2 | 1.2 | 1.2 | 1.2 | 1.19 | 1.19 | 1.19 | 1.18 | 1.18 | 1.18 | 1.17 | 1.17 | 1.17 | 1.17 | 1.16 | 1.16 | 1.16 | 1.16 | 1.15 | 1.15 | 1.15 | 1.15 | 1.14 | 1.14 | #N/A | #N/A | #N/A | #N/A | #N/A | #N/A | #N/A | #N/A | #N/A | #N/A
[12 empty] | 79 | #N/A | 2578662.68 | #N/A | #N/A | #N/A | #N/A | #N/A | 1482998.8 | #N/A |  |  | 79 | #N/A | #N/A | #N/A | #N/A | #N/A | #N/A | #N/A | #N/A | #N/A |  | R22 | 54 | 314 | #N/A | #N/A | #N/A | #N/A | #N/A | #N/A | #N/A | #N/A | #N/A | #N/A | #N/A | #N/A | #N/A | #N/A | #N/A | #N/A | #N/A | #N/A | #N/A | #N/A | #N/A | #N/A | #N/A | #N/A | #N/A | #N/A | #N/A | #N/A | #N/A | #N/A | 1.57 | 1.56 | 1.55 | 1.55 | 1.54 | 1.53 | 1.53 | 1.52 | 1.51 | 1.51 | 1.5 | 1.49 | 1.49 | 1.48 | 1.47 | 1.47 | 1.46 | 1.45 | 1.45 | 1.44 | 1.44 | 1.43 | 1.42 | 1.42 | 1.41 | 1.41 | 1.4 | 1.4 | 1.39 | 1.39 | 1.38 | 1.37 | 1.37 | 1.36 | 1.36 | 1.35 | 1.35 | 1.34 | 1.34 | 1.33 | 1.33 | 1.33 | 1.32 | 1.32 | 1.31 | 1.31 | 1.3 | 1.3 | 1.29 | 1.29 | 1.28 | 1.28 | 1.28 | 1.27 | 1.27 | 1.26 | 1.26 | 1.26 | 1.25 | 1.25 | 1.25 | 1.24 | 1.24 | 1.23 | 1.23 | 1.23 | 1.22 | 1.22 | 1.22 | 1.21 | 1.21 | 1.21 | 1.2 | 1.2 | 1.2 | 1.19 | 1.19 | 1.19 | 1.19 | 1.18 | 1.18 | 1.18 | 1.17 | 1.17 | 1.17 | 1.17 | 1.16 | 1.16 | 1.16 | 1.16 | 1.15 | #N/A | #N/A | #N/A | #N/A | #N/A | #N/A | #N/A | #N/A | #N/A | #N/A
[12 empty] | 80 | #N/A | 2634491.84 | #N/A | #N/A | #N/A | #N/A | #N/A | 1513904.98 | #N/A |  |  | 80 | #N/A | #N/A | #N/A | #N/A | #N/A | #N/A | #N/A | #N/A | #N/A |  | R22 | 55 | 315 | #N/A | #N/A | #N/A | #N/A | #N/A | #N/A | #N/A | #N/A | #N/A | #N/A | #N/A | #N/A | #N/A | #N/A | #N/A | #N/A | #N/A | #N/A | #N/A | #N/A | #N/A | #N/A | #N/A | #N/A | #N/A | #N/A | #N/A | #N/A | #N/A | #N/A | 1.59 | 1.59 | 1.58 | 1.57 | 1.56 | 1.56 | 1.55 | 1.54 | 1.54 | 1.53 | 1.52 | 1.52 | 1.51 | 1.5 | 1.5 | 1.49 | 1.48 | 1.48 | 1.47 | 1.46 | 1.46 | 1.45 | 1.45 | 1.44 | 1.43 | 1.43 | 1.42 | 1.42 | 1.41 | 1.41 | 1.4 | 1.39 | 1.39 | 1.38 | 1.38 | 1.37 | 1.37 | 1.36 | 1.36 | 1.35 | 1.35 | 1.34 | 1.34 | 1.33 | 1.33 | 1.32 | 1.32 | 1.32 | 1.31 | 1.31 | 1.3 | 1.3 | 1.29 | 1.29 | 1.29 | 1.28 | 1.28 | 1.27 | 1.27 | 1.27 | 1.26 | 1.26 | 1.25 | 1.25 | 1.25 | 1.24 | 1.24 | 1.24 | 1.23 | 1.23 | 1.23 | 1.22 | 1.22 | 1.22 | 1.21 | 1.21 | 1.21 | 1.2 | 1.2 | 1.2 | 1.2 | 1.19 | 1.19 | 1.19 | 1.18 | 1.18 | 1.18 | 1.18 | 1.17 | 1.17 | 1.17 | #N/A | #N/A | #N/A | #N/A | #N/A | #N/A | #N/A | #N/A | #N/A | #N/A
[12 empty] | 81 | #N/A | #N/A | #N/A | #N/A | #N/A | #N/A | #N/A | 1545247.34 | #N/A |  |  | 81 | #N/A | #N/A | #N/A | #N/A | #N/A | #N/A | #N/A | #N/A | #N/A |  | R22 | 56 | 316 | #N/A | #N/A | #N/A | #N/A | #N/A | #N/A | #N/A | #N/A | #N/A | #N/A | #N/A | #N/A | #N/A | #N/A | #N/A | #N/A | #N/A | #N/A | #N/A | #N/A | #N/A | #N/A | #N/A | #N/A | #N/A | #N/A | #N/A | #N/A | #N/A | #N/A | 1.62 | 1.61 | 1.61 | 1.6 | 1.59 | 1.58 | 1.58 | 1.57 | 1.56 | 1.55 | 1.55 | 1.54 | 1.53 | 1.53 | 1.52 | 1.51 | 1.51 | 1.5 | 1.49 | 1.49 | 1.48 | 1.47 | 1.47 | 1.46 | 1.46 | 1.45 | 1.44 | 1.44 | 1.43 | 1.43 | 1.42 | 1.42 | 1.41 | 1.4 | 1.4 | 1.39 | 1.39 | 1.38 | 1.38 | 1.37 | 1.37 | 1.36 | 1.36 | 1.35 | 1.35 | 1.34 | 1.34 | 1.33 | 1.33 | 1.33 | 1.32 | 1.32 | 1.31 | 1.31 | 1.3 | 1.3 | 1.3 | 1.29 | 1.29 | 1.28 | 1.28 | 1.28 | 1.27 | 1.27 | 1.26 | 1.26 | 1.26 | 1.25 | 1.25 | 1.25 | 1.24 | 1.24 | 1.24 | 1.23 | 1.23 | 1.23 | 1.22 | 1.22 | 1.22 | 1.21 | 1.21 | 1.21 | 1.21 | 1.2 | 1.2 | 1.2 | 1.19 | 1.19 | 1.19 | 1.19 | 1.18 | #N/A | #N/A | #N/A | #N/A | #N/A | #N/A | #N/A | #N/A | #N/A | #N/A
[12 empty] | 82 | #N/A | #N/A | #N/A | #N/A | #N/A | #N/A | #N/A | 1577028.45 | #N/A |  |  | 82 | #N/A | #N/A | #N/A | #N/A | #N/A | #N/A | #N/A | #N/A | #N/A |  | R22 | 57 | 317 | #N/A | #N/A | #N/A | #N/A | #N/A | #N/A | #N/A | #N/A | #N/A | #N/A | #N/A | #N/A | #N/A | #N/A | #N/A | #N/A | #N/A | #N/A | #N/A | #N/A | #N/A | #N/A | #N/A | #N/A | #N/A | #N/A | #N/A | #N/A | #N/A | #N/A | 1.65 | 1.64 | 1.63 | 1.62 | 1.62 | 1.61 | 1.6 | 1.59 | 1.59 | 1.58 | 1.57 | 1.57 | 1.56 | 1.55 | 1.54 | 1.54 | 1.53 | 1.52 | 1.52 | 1.51 | 1.5 | 1.5 | 1.49 | 1.48 | 1.48 | 1.47 | 1.47 | 1.46 | 1.45 | 1.45 | 1.44 | 1.44 | 1.43 | 1.43 | 1.42 | 1.41 | 1.41 | 1.4 | 1.4 | 1.39 | 1.39 | 1.38 | 1.38 | 1.37 | 1.37 | 1.36 | 1.36 | 1.35 | 1.35 | 1.34 | 1.34 | 1.34 | 1.33 | 1.33 | 1.32 | 1.32 | 1.31 | 1.31 | 1.3 | 1.3 | 1.3 | 1.29 | 1.29 | 1.29 | 1.28 | 1.28 | 1.27 | 1.27 | 1.27 | 1.26 | 1.26 | 1.26 | 1.25 | 1.25 | 1.25 | 1.24 | 1.24 | 1.24 | 1.23 | 1.23 | 1.23 | 1.22 | 1.22 | 1.22 | 1.22 | 1.21 | 1.21 | 1.21 | 1.2 | 1.2 | 1.2 | #N/A | #N/A | #N/A | #N/A | #N/A | #N/A | #N/A | #N/A | #N/A | #N/A
[12 empty] | 83 | #N/A | #N/A | #N/A | #N/A | #N/A | #N/A | #N/A | 1609250.85 | #N/A |  |  | 83 | #N/A | #N/A | #N/A | #N/A | #N/A | #N/A | #N/A | #N/A | #N/A |  | R22 | 58 | 318 | #N/A | #N/A | #N/A | #N/A | #N/A | #N/A | #N/A | #N/A | #N/A | #N/A | #N/A | #N/A | #N/A | #N/A | #N/A | #N/A | #N/A | #N/A | #N/A | #N/A | #N/A | #N/A | #N/A | #N/A | #N/A | #N/A | #N/A | #N/A | #N/A | #N/A | 1.68 | 1.67 | 1.66 | 1.65 | 1.64 | 1.64 | 1.63 | 1.62 | 1.61 | 1.61 | 1.6 | 1.59 | 1.58 | 1.58 | 1.57 | 1.56 | 1.55 | 1.55 | 1.54 | 1.53 | 1.53 | 1.52 | 1.51 | 1.51 | 1.5 | 1.5 | 1.49 | 1.48 | 1.48 | 1.47 | 1.46 | 1.46 | 1.45 | 1.45 | 1.44 | 1.44 | 1.43 | 1.42 | 1.42 | 1.41 | 1.41 | 1.4 | 1.4 | 1.39 | 1.39 | 1.38 | 1.38 | 1.37 | 1.37 | 1.36 | 1.36 | 1.35 | 1.35 | 1.35 | 1.34 | 1.34 | 1.33 | 1.33 | 1.32 | 1.32 | 1.31 | 1.31 | 1.31 | 1.3 | 1.3 | 1.3 | 1.29 | 1.29 | 1.28 | 1.28 | 1.28 | 1.27 | 1.27 | 1.27 | 1.26 | 1.26 | 1.26 | 1.25 | 1.25 | 1.25 | 1.24 | 1.24 | 1.24 | 1.23 | 1.23 | 1.23 | 1.23 | 1.22 | 1.22 | 1.22 | 1.22 | #N/A | #N/A | #N/A | #N/A | #N/A | #N/A | #N/A | #N/A | #N/A | #N/A
[12 empty] | 84 | #N/A | #N/A | #N/A | #N/A | #N/A | #N/A | #N/A | 1641917.09 | #N/A |  |  | 84 | #N/A | #N/A | #N/A | #N/A | #N/A | #N/A | #N/A | #N/A | #N/A |  | R22 | 59 | 319 | #N/A | #N/A | #N/A | #N/A | #N/A | #N/A | #N/A | #N/A | #N/A | #N/A | #N/A | #N/A | #N/A | #N/A | #N/A | #N/A | #N/A | #N/A | #N/A | #N/A | #N/A | #N/A | #N/A | #N/A | #N/A | #N/A | #N/A | #N/A | #N/A | #N/A | 1.71 | 1.7 | 1.69 | 1.68 | 1.67 | 1.66 | 1.66 | 1.65 | 1.64 | 1.63 | 1.62 | 1.62 | 1.61 | 1.6 | 1.59 | 1.59 | 1.58 | 1.57 | 1.57 | 1.56 | 1.55 | 1.55 | 1.54 | 1.53 | 1.53 | 1.52 | 1.51 | 1.51 | 1.5 | 1.49 | 1.49 | 1.48 | 1.48 | 1.47 | 1.46 | 1.46 | 1.45 | 1.45 | 1.44 | 1.44 | 1.43 | 1.42 | 1.42 | 1.41 | 1.41 | 1.4 | 1.4 | 1.39 | 1.39 | 1.38 | 1.38 | 1.37 | 1.37 | 1.36 | 1.36 | 1.36 | 1.35 | 1.35 | 1.34 | 1.34 | 1.33 | 1.33 | 1.33 | 1.32 | 1.32 | 1.31 | 1.31 | 1.31 | 1.3 | 1.3 | 1.29 | 1.29 | 1.29 | 1.28 | 1.28 | 1.28 | 1.27 | 1.27 | 1.27 | 1.26 | 1.26 | 1.26 | 1.25 | 1.25 | 1.25 | 1.25 | 1.24 | 1.24 | 1.24 | 1.23 | 1.23 | #N/A | #N/A | #N/A | #N/A | #N/A | #N/A | #N/A | #N/A | #N/A | #N/A
[12 empty] | 85 | #N/A | #N/A | #N/A | #N/A | #N/A | #N/A | #N/A | 1675029.67 | #N/A |  |  | 85 | #N/A | #N/A | #N/A | #N/A | #N/A | #N/A | #N/A | #N/A | #N/A |  | R22 | 60 | 320 | #N/A | #N/A | #N/A | #N/A | #N/A | #N/A | #N/A | #N/A | #N/A | #N/A | #N/A | #N/A | #N/A | #N/A | #N/A | #N/A | #N/A | #N/A | #N/A | #N/A | #N/A | #N/A | #N/A | #N/A | #N/A | #N/A | #N/A | #N/A | #N/A | #N/A | 1.74 | 1.73 | 1.72 | 1.71 | 1.7 | 1.69 | 1.69 | 1.68 | 1.67 | 1.66 | 1.65 | 1.64 | 1.64 | 1.63 | 1.62 | 1.61 | 1.61 | 1.6 | 1.59 | 1.59 | 1.58 | 1.57 | 1.56 | 1.56 | 1.55 | 1.54 | 1.54 | 1.53 | 1.52 | 1.52 | 1.51 | 1.51 | 1.5 | 1.49 | 1.49 | 1.48 | 1.47 | 1.47 | 1.46 | 1.46 | 1.45 | 1.45 | 1.44 | 1.44 | 1.43 | 1.42 | 1.42 | 1.41 | 1.41 | 1.4 | 1.4 | 1.39 | 1.39 | 1.38 | 1.38 | 1.38 | 1.37 | 1.37 | 1.36 | 1.36 | 1.35 | 1.35 | 1.34 | 1.34 | 1.34 | 1.33 | 1.33 | 1.32 | 1.32 | 1.32 | 1.31 | 1.31 | 1.31 | 1.3 | 1.3 | 1.29 | 1.29 | 1.29 | 1.28 | 1.28 | 1.28 | 1.27 | 1.27 | 1.27 | 1.27 | 1.26 | 1.26 | 1.26 | 1.25 | 1.25 | 1.25 | #N/A | #N/A | #N/A | #N/A | #N/A | #N/A | #N/A | #N/A | #N/A | #N/A
[12 empty] | 86 | #N/A | #N/A | #N/A | #N/A | #N/A | #N/A | #N/A | 1708591.04 | #N/A |  |  | 86 | #N/A | #N/A | #N/A | #N/A | #N/A | #N/A | #N/A | #N/A | #N/A |  | R22 | 61 | 321 | #N/A | #N/A | #N/A | #N/A | #N/A | #N/A | #N/A | #N/A | #N/A | #N/A | #N/A | #N/A | #N/A | #N/A | #N/A | #N/A | #N/A | #N/A | #N/A | #N/A | #N/A | #N/A | #N/A | #N/A | #N/A | #N/A | #N/A | #N/A | #N/A | #N/A | 1.77 | 1.76 | 1.75 | 1.74 | 1.73 | 1.72 | 1.72 | 1.71 | 1.7 | 1.69 | 1.68 | 1.67 | 1.67 | 1.66 | 1.65 | 1.64 | 1.63 | 1.63 | 1.62 | 1.61 | 1.6 | 1.6 | 1.59 | 1.58 | 1.58 | 1.57 | 1.56 | 1.56 | 1.55 | 1.54 | 1.54 | 1.53 | 1.52 | 1.52 | 1.51 | 1.5 | 1.5 | 1.49 | 1.49 | 1.48 | 1.47 | 1.47 | 1.46 | 1.46 | 1.45 | 1.45 | 1.44 | 1.44 | 1.43 | 1.43 | 1.42 | 1.42 | 1.41 | 1.41 | 1.4 | 1.4 | 1.39 | 1.39 | 1.38 | 1.38 | 1.37 | 1.37 | 1.36 | 1.36 | 1.36 | 1.35 | 1.35 | 1.34 | 1.34 | 1.34 | 1.33 | 1.33 | 1.32 | 1.32 | 1.32 | 1.31 | 1.31 | 1.31 | 1.3 | 1.3 | 1.3 | 1.29 | 1.29 | 1.29 | 1.28 | 1.28 | 1.28 | 1.27 | 1.27 | 1.27 | 1.27 | #N/A | #N/A | #N/A | #N/A | #N/A | #N/A | #N/A | #N/A | #N/A | #N/A
[12 empty] | 87 | #N/A | #N/A | #N/A | #N/A | #N/A | #N/A | #N/A | 1742603.67 | #N/A |  |  | 87 | #N/A | #N/A | #N/A | #N/A | #N/A | #N/A | #N/A | #N/A | #N/A |  | R22 | 62 | 322 | #N/A | #N/A | #N/A | #N/A | #N/A | #N/A | #N/A | #N/A | #N/A | #N/A | #N/A | #N/A | #N/A | #N/A | #N/A | #N/A | #N/A | #N/A | #N/A | #N/A | #N/A | #N/A | #N/A | #N/A | #N/A | #N/A | #N/A | #N/A | #N/A | #N/A | 1.8 | 1.79 | 1.78 | 1.77 | 1.76 | 1.76 | 1.75 | 1.74 | 1.73 | 1.72 | 1.71 | 1.7 | 1.7 | 1.69 | 1.68 | 1.67 | 1.66 | 1.66 | 1.65 | 1.64 | 1.63 | 1.62 | 1.62 | 1.61 | 1.6 | 1.6 | 1.59 | 1.58 | 1.57 | 1.57 | 1.56 | 1.55 | 1.55 | 1.54 | 1.54 | 1.53 | 1.52 | 1.52 | 1.51 | 1.5 | 1.5 | 1.49 | 1.49 | 1.48 | 1.48 | 1.47 | 1.46 | 1.46 | 1.45 | 1.45 | 1.44 | 1.44 | 1.43 | 1.43 | 1.42 | 1.42 | 1.41 | 1.41 | 1.4 | 1.4 | 1.39 | 1.39 | 1.38 | 1.38 | 1.38 | 1.37 | 1.37 | 1.36 | 1.36 | 1.36 | 1.35 | 1.35 | 1.34 | 1.34 | 1.34 | 1.33 | 1.33 | 1.32 | 1.32 | 1.32 | 1.31 | 1.31 | 1.31 | 1.3 | 1.3 | 1.3 | 1.3 | 1.29 | 1.29 | 1.29 | 1.28 | #N/A | #N/A | #N/A | #N/A | #N/A | #N/A | #N/A | #N/A | #N/A | #N/A
[12 empty] | 88 | #N/A | #N/A | #N/A | #N/A | #N/A | #N/A | #N/A | 1777069.98 | #N/A |  |  | 88 | #N/A | #N/A | #N/A | #N/A | #N/A | #N/A | #N/A | #N/A | #N/A |  | R22 | 63 | 323 | #N/A | #N/A | #N/A | #N/A | #N/A | #N/A | #N/A | #N/A | #N/A | #N/A | #N/A | #N/A | #N/A | #N/A | #N/A | #N/A | #N/A | #N/A | #N/A | #N/A | #N/A | #N/A | #N/A | #N/A | #N/A | #N/A | #N/A | #N/A | #N/A | #N/A | 1.84 | 1.83 | 1.82 | 1.81 | 1.8 | 1.79 | 1.78 | 1.77 | 1.76 | 1.75 | 1.74 | 1.73 | 1.73 | 1.72 | 1.71 | 1.7 | 1.69 | 1.68 | 1.68 | 1.67 | 1.66 | 1.65 | 1.65 | 1.64 | 1.63 | 1.62 | 1.62 | 1.61 | 1.6 | 1.59 | 1.59 | 1.58 | 1.57 | 1.57 | 1.56 | 1.55 | 1.55 | 1.54 | 1.54 | 1.53 | 1.52 | 1.52 | 1.51 | 1.51 | 1.5 | 1.49 | 1.49 | 1.48 | 1.48 | 1.47 | 1.47 | 1.46 | 1.46 | 1.45 | 1.44 | 1.44 | 1.43 | 1.43 | 1.43 | 1.42 | 1.42 | 1.41 | 1.41 | 1.4 | 1.4 | 1.39 | 1.39 | 1.38 | 1.38 | 1.38 | 1.37 | 1.37 | 1.36 | 1.36 | 1.36 | 1.35 | 1.35 | 1.34 | 1.34 | 1.34 | 1.33 | 1.33 | 1.33 | 1.32 | 1.32 | 1.32 | 1.31 | 1.31 | 1.31 | 1.3 | 1.3 | #N/A | #N/A | #N/A | #N/A | #N/A | #N/A | #N/A | #N/A | #N/A | #N/A
[12 empty] | 89 | #N/A | #N/A | #N/A | #N/A | #N/A | #N/A | #N/A | 1811992.35 | #N/A |  |  | 89 | #N/A | #N/A | #N/A | #N/A | #N/A | #N/A | #N/A | #N/A | #N/A |  | R22 | 64 | 324 | #N/A | #N/A | #N/A | #N/A | #N/A | #N/A | #N/A | #N/A | #N/A | #N/A | #N/A | #N/A | #N/A | #N/A | #N/A | #N/A | #N/A | #N/A | #N/A | #N/A | #N/A | #N/A | #N/A | #N/A | #N/A | #N/A | #N/A | #N/A | #N/A | #N/A | 1.87 | 1.86 | 1.85 | 1.84 | 1.83 | 1.82 | 1.81 | 1.8 | 1.79 | 1.79 | 1.78 | 1.77 | 1.76 | 1.75 | 1.74 | 1.73 | 1.72 | 1.72 | 1.71 | 1.7 | 1.69 | 1.68 | 1.68 | 1.67 | 1.66 | 1.65 | 1.64 | 1.64 | 1.63 | 1.62 | 1.62 | 1.61 | 1.6 | 1.59 | 1.59 | 1.58 | 1.57 | 1.57 | 1.56 | 1.55 | 1.55 | 1.54 | 1.54 | 1.53 | 1.52 | 1.52 | 1.51 | 1.51 | 1.5 | 1.5 | 1.49 | 1.48 | 1.48 | 1.47 | 1.47 | 1.46 | 1.46 | 1.45 | 1.45 | 1.44 | 1.44 | 1.43 | 1.43 | 1.42 | 1.42 | 1.41 | 1.41 | 1.41 | 1.4 | 1.4 | 1.39 | 1.39 | 1.38 | 1.38 | 1.38 | 1.37 | 1.37 | 1.36 | 1.36 | 1.36 | 1.35 | 1.35 | 1.35 | 1.34 | 1.34 | 1.34 | 1.33 | 1.33 | 1.33 | 1.32 | 1.32 | #N/A | #N/A | #N/A | #N/A | #N/A | #N/A | #N/A | #N/A | #N/A | #N/A
[12 empty] | 90 | #N/A | #N/A | #N/A | #N/A | #N/A | #N/A | #N/A | 1847373.16 | #N/A |  |  | 90 | #N/A | #N/A | #N/A | #N/A | #N/A | #N/A | #N/A | #N/A | #N/A |  | R22 | 65 | 325 | #N/A | #N/A | #N/A | #N/A | #N/A | #N/A | #N/A | #N/A | #N/A | #N/A | #N/A | #N/A | #N/A | #N/A | #N/A | #N/A | #N/A | #N/A | #N/A | #N/A | #N/A | #N/A | #N/A | #N/A | #N/A | #N/A | #N/A | #N/A | #N/A | #N/A | 1.91 | 1.9 | 1.89 | 1.88 | 1.87 | 1.86 | 1.85 | 1.84 | 1.83 | 1.82 | 1.81 | 1.8 | 1.79 | 1.78 | 1.77 | 1.76 | 1.76 | 1.75 | 1.74 | 1.73 | 1.72 | 1.71 | 1.71 | 1.7 | 1.69 | 1.68 | 1.67 | 1.67 | 1.66 | 1.65 | 1.64 | 1.64 | 1.63 | 1.62 | 1.62 | 1.61 | 1.6 | 1.59 | 1.59 | 1.58 | 1.58 | 1.57 | 1.56 | 1.56 | 1.55 | 1.54 | 1.54 | 1.53 | 1.53 | 1.52 | 1.51 | 1.51 | 1.5 | 1.5 | 1.49 | 1.49 | 1.48 | 1.48 | 1.47 | 1.47 | 1.46 | 1.46 | 1.45 | 1.45 | 1.44 | 1.44 | 1.43 | 1.43 | 1.42 | 1.42 | 1.41 | 1.41 | 1.41 | 1.4 | 1.4 | 1.39 | 1.39 | 1.39 | 1.38 | 1.38 | 1.37 | 1.37 | 1.37 | 1.36 | 1.36 | 1.36 | 1.35 | 1.35 | 1.35 | 1.34 | 1.34 | #N/A | #N/A | #N/A | #N/A | #N/A | #N/A | #N/A | #N/A | #N/A | #N/A
[12 empty] | 91 | #N/A | #N/A | #N/A | #N/A | #N/A | #N/A | #N/A | 1883214.75 | #N/A |  |  | 91 | #N/A | #N/A | #N/A | #N/A | #N/A | #N/A | #N/A | #N/A | #N/A |  | R22 | 66 | 326 | #N/A | #N/A | #N/A | #N/A | #N/A | #N/A | #N/A | #N/A | #N/A | #N/A | #N/A | #N/A | #N/A | #N/A | #N/A | #N/A | #N/A | #N/A | #N/A | #N/A | #N/A | #N/A | #N/A | #N/A | #N/A | #N/A | #N/A | #N/A | #N/A | #N/A | 1.95 | 1.94 | 1.93 | 1.92 | 1.91 | 1.9 | 1.89 | 1.88 | 1.87 | 1.86 | 1.85 | 1.84 | 1.83 | 1.82 | 1.81 | 1.8 | 1.79 | 1.78 | 1.77 | 1.76 | 1.75 | 1.75 | 1.74 | 1.73 | 1.72 | 1.71 | 1.71 | 1.7 | 1.69 | 1.68 | 1.67 | 1.67 | 1.66 | 1.65 | 1.64 | 1.64 | 1.63 | 1.62 | 1.62 | 1.61 | 1.6 | 1.6 | 1.59 | 1.58 | 1.58 | 1.57 | 1.56 | 1.56 | 1.55 | 1.55 | 1.54 | 1.53 | 1.53 | 1.52 | 1.52 | 1.51 | 1.51 | 1.5 | 1.5 | 1.49 | 1.49 | 1.48 | 1.48 | 1.47 | 1.47 | 1.46 | 1.46 | 1.45 | 1.45 | 1.44 | 1.44 | 1.43 | 1.43 | 1.42 | 1.42 | 1.42 | 1.41 | 1.41 | 1.4 | 1.4 | 1.4 | 1.39 | 1.39 | 1.39 | 1.38 | 1.38 | 1.37 | 1.37 | 1.37 | 1.36 | 1.36 | #N/A | #N/A | #N/A | #N/A | #N/A | #N/A | #N/A | #N/A | #N/A | #N/A
[12 empty] | 92 | #N/A | #N/A | #N/A | #N/A | #N/A | #N/A | #N/A | 1919519.43 | #N/A |  |  | 92 | #N/A | #N/A | #N/A | #N/A | #N/A | #N/A | #N/A | #N/A | #N/A |  | R22 | 67 | 327 | #N/A | #N/A | #N/A | #N/A | #N/A | #N/A | #N/A | #N/A | #N/A | #N/A | #N/A | #N/A | #N/A | #N/A | #N/A | #N/A | #N/A | #N/A | #N/A | #N/A | #N/A | #N/A | #N/A | #N/A | #N/A | #N/A | #N/A | #N/A | #N/A | #N/A | 1.99 | 1.98 | 1.97 | 1.96 | 1.95 | 1.94 | 1.92 | 1.91 | 1.9 | 1.89 | 1.88 | 1.87 | 1.86 | 1.85 | 1.84 | 1.83 | 1.83 | 1.82 | 1.81 | 1.8 | 1.79 | 1.78 | 1.77 | 1.76 | 1.75 | 1.75 | 1.74 | 1.73 | 1.72 | 1.71 | 1.71 | 1.7 | 1.69 | 1.68 | 1.67 | 1.67 | 1.66 | 1.65 | 1.65 | 1.64 | 1.63 | 1.62 | 1.62 | 1.61 | 1.6 | 1.6 | 1.59 | 1.59 | 1.58 | 1.57 | 1.57 | 1.56 | 1.55 | 1.55 | 1.54 | 1.54 | 1.53 | 1.53 | 1.52 | 1.52 | 1.51 | 1.51 | 1.5 | 1.49 | 1.49 | 1.48 | 1.48 | 1.48 | 1.47 | 1.47 | 1.46 | 1.46 | 1.45 | 1.45 | 1.44 | 1.44 | 1.43 | 1.43 | 1.43 | 1.42 | 1.42 | 1.41 | 1.41 | 1.41 | 1.4 | 1.4 | 1.4 | 1.39 | 1.39 | 1.39 | 1.38 | #N/A | #N/A | #N/A | #N/A | #N/A | #N/A | #N/A | #N/A | #N/A | #N/A
[12 empty] | 93 | #N/A | #N/A | #N/A | #N/A | #N/A | #N/A | #N/A | 1956289.48 | #N/A |  |  | 93 | #N/A | #N/A | #N/A | #N/A | #N/A | #N/A | #N/A | #N/A | #N/A |  | R22 | 68 | 328 | #N/A | #N/A | #N/A | #N/A | #N/A | #N/A | #N/A | #N/A | #N/A | #N/A | #N/A | #N/A | #N/A | #N/A | #N/A | #N/A | #N/A | #N/A | #N/A | #N/A | #N/A | #N/A | #N/A | #N/A | #N/A | #N/A | #N/A | #N/A | #N/A | #N/A | 2.03 | 2.02 | 2.01 | 2 | 1.99 | 1.98 | 1.97 | 1.95 | 1.94 | 1.93 | 1.92 | 1.91 | 1.9 | 1.89 | 1.88 | 1.87 | 1.86 | 1.85 | 1.84 | 1.83 | 1.82 | 1.82 | 1.81 | 1.8 | 1.79 | 1.78 | 1.77 | 1.76 | 1.75 | 1.75 | 1.74 | 1.73 | 1.72 | 1.71 | 1.71 | 1.7 | 1.69 | 1.68 | 1.68 | 1.67 | 1.66 | 1.65 | 1.65 | 1.64 | 1.63 | 1.63 | 1.62 | 1.61 | 1.61 | 1.6 | 1.59 | 1.59 | 1.58 | 1.58 | 1.57 | 1.56 | 1.56 | 1.55 | 1.55 | 1.54 | 1.54 | 1.53 | 1.53 | 1.52 | 1.52 | 1.51 | 1.51 | 1.5 | 1.5 | 1.49 | 1.49 | 1.48 | 1.48 | 1.47 | 1.47 | 1.46 | 1.46 | 1.45 | 1.45 | 1.45 | 1.44 | 1.44 | 1.43 | 1.43 | 1.43 | 1.42 | 1.42 | 1.42 | 1.41 | 1.41 | 1.41 | #N/A | #N/A | #N/A | #N/A | #N/A | #N/A | #N/A | #N/A | #N/A | #N/A
[12 empty] | 94 | #N/A | #N/A | #N/A | #N/A | #N/A | #N/A | #N/A | 1993527.18 | #N/A |  |  | 94 | #N/A | #N/A | #N/A | #N/A | #N/A | #N/A | #N/A | #N/A | #N/A |  | R22 | 69 | 329 | #N/A | #N/A | #N/A | #N/A | #N/A | #N/A | #N/A | #N/A | #N/A | #N/A | #N/A | #N/A | #N/A | #N/A | #N/A | #N/A | #N/A | #N/A | #N/A | #N/A | #N/A | #N/A | #N/A | #N/A | #N/A | #N/A | #N/A | #N/A | #N/A | #N/A | 2.08 | 2.07 | 2.06 | 2.04 | 2.03 | 2.02 | 2.01 | 2 | 1.99 | 1.97 | 1.96 | 1.95 | 1.94 | 1.93 | 1.92 | 1.91 | 1.9 | 1.89 | 1.88 | 1.87 | 1.86 | 1.85 | 1.84 | 1.83 | 1.82 | 1.82 | 1.81 | 1.8 | 1.79 | 1.78 | 1.77 | 1.76 | 1.76 | 1.75 | 1.74 | 1.73 | 1.72 | 1.72 | 1.71 | 1.7 | 1.69 | 1.69 | 1.68 | 1.67 | 1.66 | 1.66 | 1.65 | 1.64 | 1.64 | 1.63 | 1.62 | 1.62 | 1.61 | 1.61 | 1.6 | 1.59 | 1.59 | 1.58 | 1.58 | 1.57 | 1.56 | 1.56 | 1.55 | 1.55 | 1.54 | 1.54 | 1.53 | 1.53 | 1.52 | 1.52 | 1.51 | 1.51 | 1.5 | 1.5 | 1.49 | 1.49 | 1.48 | 1.48 | 1.47 | 1.47 | 1.47 | 1.46 | 1.46 | 1.45 | 1.45 | 1.45 | 1.44 | 1.44 | 1.44 | 1.43 | 1.43 | #N/A | #N/A | #N/A | #N/A | #N/A | #N/A | #N/A | #N/A | #N/A | #N/A
[12 empty] | 95 | #N/A | #N/A | #N/A | #N/A | #N/A | #N/A | #N/A | 2031234.74 | #N/A |  |  | 95 | #N/A | #N/A | #N/A | #N/A | #N/A | #N/A | #N/A | #N/A | #N/A |  | R22 | 70 | 330 | #N/A | #N/A | #N/A | #N/A | #N/A | #N/A | #N/A | #N/A | #N/A | #N/A | #N/A | #N/A | #N/A | #N/A | #N/A | #N/A | #N/A | #N/A | #N/A | #N/A | #N/A | #N/A | #N/A | #N/A | #N/A | #N/A | #N/A | #N/A | #N/A | #N/A | 2.13 | 2.12 | 2.1 | 2.09 | 2.08 | 2.07 | 2.05 | 2.04 | 2.03 | 2.02 | 2.01 | 2 | 1.99 | 1.98 | 1.96 | 1.95 | 1.94 | 1.93 | 1.92 | 1.91 | 1.9 | 1.89 | 1.88 | 1.87 | 1.86 | 1.85 | 1.84 | 1.84 | 1.83 | 1.82 | 1.81 | 1.8 | 1.79 | 1.78 | 1.77 | 1.77 | 1.76 | 1.75 | 1.74 | 1.73 | 1.73 | 1.72 | 1.71 | 1.7 | 1.7 | 1.69 | 1.68 | 1.68 | 1.67 | 1.66 | 1.66 | 1.65 | 1.64 | 1.64 | 1.63 | 1.62 | 1.62 | 1.61 | 1.6 | 1.6 | 1.59 | 1.59 | 1.58 | 1.58 | 1.57 | 1.56 | 1.56 | 1.55 | 1.55 | 1.54 | 1.54 | 1.53 | 1.53 | 1.52 | 1.52 | 1.51 | 1.51 | 1.51 | 1.5 | 1.5 | 1.49 | 1.49 | 1.48 | 1.48 | 1.48 | 1.47 | 1.47 | 1.46 | 1.46 | 1.46 | 1.45 | #N/A | #N/A | #N/A | #N/A | #N/A | #N/A | #N/A | #N/A | #N/A | #N/A
[12 empty] | 96 | #N/A | #N/A | #N/A | #N/A | #N/A | #N/A | #N/A | 2069414.37 | #N/A |  |  | 96 | #N/A | #N/A | #N/A | #N/A | #N/A | #N/A | #N/A | #N/A | #N/A |  | R22 | 71 | 331 | #N/A | #N/A | #N/A | #N/A | #N/A | #N/A | #N/A | #N/A | #N/A | #N/A | #N/A | #N/A | #N/A | #N/A | #N/A | #N/A | #N/A | #N/A | #N/A | #N/A | #N/A | #N/A | #N/A | #N/A | #N/A | #N/A | #N/A | #N/A | #N/A | #N/A | 2.18 | 2.17 | 2.15 | 2.14 | 2.13 | 2.12 | 2.1 | 2.09 | 2.08 | 2.07 | 2.05 | 2.04 | 2.03 | 2.02 | 2.01 | 2 | 1.99 | 1.98 | 1.96 | 1.95 | 1.94 | 1.93 | 1.92 | 1.91 | 1.9 | 1.89 | 1.88 | 1.87 | 1.86 | 1.86 | 1.85 | 1.84 | 1.83 | 1.82 | 1.81 | 1.8 | 1.79 | 1.79 | 1.78 | 1.77 | 1.76 | 1.75 | 1.75 | 1.74 | 1.73 | 1.72 | 1.72 | 1.71 | 1.7 | 1.69 | 1.69 | 1.68 | 1.67 | 1.67 | 1.66 | 1.65 | 1.65 | 1.64 | 1.63 | 1.63 | 1.62 | 1.62 | 1.61 | 1.61 | 1.6 | 1.59 | 1.59 | 1.58 | 1.58 | 1.57 | 1.57 | 1.56 | 1.56 | 1.55 | 1.55 | 1.54 | 1.54 | 1.53 | 1.53 | 1.52 | 1.52 | 1.51 | 1.51 | 1.51 | 1.5 | 1.5 | 1.49 | 1.49 | 1.49 | 1.48 | 1.48 | #N/A | #N/A | #N/A | #N/A | #N/A | #N/A | #N/A | #N/A | #N/A | #N/A
[12 empty] | 97 | #N/A | #N/A | #N/A | #N/A | #N/A | #N/A | #N/A | 2108068.25 | #N/A |  |  | 97 | #N/A | #N/A | #N/A | #N/A | #N/A | #N/A | #N/A | #N/A | #N/A |  | R22 | 72 | 332 | #N/A | #N/A | #N/A | #N/A | #N/A | #N/A | #N/A | #N/A | #N/A | #N/A | #N/A | #N/A | #N/A | #N/A | #N/A | #N/A | #N/A | #N/A | #N/A | #N/A | #N/A | #N/A | #N/A | #N/A | #N/A | #N/A | #N/A | #N/A | #N/A | #N/A | 2.23 | 2.22 | 2.21 | 2.19 | 2.18 | 2.17 | 2.15 | 2.14 | 2.13 | 2.11 | 2.1 | 2.09 | 2.08 | 2.07 | 2.05 | 2.04 | 2.03 | 2.02 | 2.01 | 2 | 1.99 | 1.98 | 1.97 | 1.96 | 1.95 | 1.93 | 1.92 | 1.91 | 1.91 | 1.9 | 1.89 | 1.88 | 1.87 | 1.86 | 1.85 | 1.84 | 1.83 | 1.82 | 1.81 | 1.81 | 1.8 | 1.79 | 1.78 | 1.77 | 1.77 | 1.76 | 1.75 | 1.74 | 1.74 | 1.73 | 1.72 | 1.71 | 1.71 | 1.7 | 1.69 | 1.69 | 1.68 | 1.67 | 1.67 | 1.66 | 1.65 | 1.65 | 1.64 | 1.64 | 1.63 | 1.62 | 1.62 | 1.61 | 1.61 | 1.6 | 1.6 | 1.59 | 1.59 | 1.58 | 1.58 | 1.57 | 1.57 | 1.56 | 1.56 | 1.55 | 1.55 | 1.54 | 1.54 | 1.53 | 1.53 | 1.52 | 1.52 | 1.52 | 1.51 | 1.51 | 1.51 | #N/A | #N/A | #N/A | #N/A | #N/A | #N/A | #N/A | #N/A | #N/A | #N/A
[12 empty] | 98 | #N/A | #N/A | #N/A | #N/A | #N/A | #N/A | #N/A | 2147198.52 | #N/A |  |  | 98 | #N/A | #N/A | #N/A | #N/A | #N/A | #N/A | #N/A | #N/A | #N/A |  | R22 | 73 | 333 | #N/A | #N/A | #N/A | #N/A | #N/A | #N/A | #N/A | #N/A | #N/A | #N/A | #N/A | #N/A | #N/A | #N/A | #N/A | #N/A | #N/A | #N/A | #N/A | #N/A | #N/A | #N/A | #N/A | #N/A | #N/A | #N/A | #N/A | #N/A | #N/A | #N/A | 2.29 | 2.28 | 2.26 | 2.25 | 2.23 | 2.22 | 2.21 | 2.19 | 2.18 | 2.17 | 2.15 | 2.14 | 2.13 | 2.12 | 2.1 | 2.09 | 2.08 | 2.07 | 2.06 | 2.04 | 2.03 | 2.02 | 2.01 | 2 | 1.99 | 1.98 | 1.97 | 1.96 | 1.95 | 1.94 | 1.93 | 1.92 | 1.91 | 1.9 | 1.89 | 1.88 | 1.87 | 1.86 | 1.85 | 1.84 | 1.84 | 1.83 | 1.82 | 1.81 | 1.8 | 1.79 | 1.79 | 1.78 | 1.77 | 1.76 | 1.76 | 1.75 | 1.74 | 1.73 | 1.73 | 1.72 | 1.71 | 1.71 | 1.7 | 1.69 | 1.69 | 1.68 | 1.67 | 1.67 | 1.66 | 1.66 | 1.65 | 1.64 | 1.64 | 1.63 | 1.63 | 1.62 | 1.62 | 1.61 | 1.61 | 1.6 | 1.6 | 1.59 | 1.59 | 1.58 | 1.58 | 1.57 | 1.57 | 1.56 | 1.56 | 1.55 | 1.55 | 1.54 | 1.54 | 1.54 | 1.53 | #N/A | #N/A | #N/A | #N/A | #N/A | #N/A | #N/A | #N/A | #N/A | #N/A
[12 empty] | 99 | #N/A | #N/A | #N/A | #N/A | #N/A | #N/A | #N/A | 2186807.32 | #N/A |  |  | 99 | #N/A | #N/A | #N/A | #N/A | #N/A | #N/A | #N/A | #N/A | #N/A |  | R22 | 74 | 334 | #N/A | #N/A | #N/A | #N/A | #N/A | #N/A | #N/A | #N/A | #N/A | #N/A | #N/A | #N/A | #N/A | #N/A | #N/A | #N/A | #N/A | #N/A | #N/A | #N/A | #N/A | #N/A | #N/A | #N/A | #N/A | #N/A | #N/A | #N/A | #N/A | #N/A | 2.35 | 2.34 | 2.32 | 2.31 | 2.29 | 2.28 | 2.26 | 2.25 | 2.23 | 2.22 | 2.21 | 2.19 | 2.18 | 2.17 | 2.15 | 2.14 | 2.13 | 2.12 | 2.11 | 2.09 | 2.08 | 2.07 | 2.06 | 2.05 | 2.04 | 2.02 | 2.01 | 2 | 1.99 | 1.98 | 1.97 | 1.96 | 1.95 | 1.94 | 1.93 | 1.92 | 1.91 | 1.9 | 1.89 | 1.89 | 1.88 | 1.87 | 1.86 | 1.85 | 1.84 | 1.83 | 1.83 | 1.82 | 1.81 | 1.8 | 1.79 | 1.79 | 1.78 | 1.77 | 1.76 | 1.76 | 1.75 | 1.74 | 1.73 | 1.73 | 1.72 | 1.71 | 1.71 | 1.7 | 1.7 | 1.69 | 1.68 | 1.68 | 1.67 | 1.66 | 1.66 | 1.65 | 1.65 | 1.64 | 1.64 | 1.63 | 1.63 | 1.62 | 1.62 | 1.61 | 1.61 | 1.6 | 1.6 | 1.59 | 1.59 | 1.58 | 1.58 | 1.57 | 1.57 | 1.57 | 1.56 | #N/A | #N/A | #N/A | #N/A | #N/A | #N/A | #N/A | #N/A | #N/A | #N/A
[12 empty] | 100 | #N/A | #N/A | #N/A | #N/A | #N/A | #N/A | #N/A | 2226896.72 | #N/A |  |  | 100 | #N/A | #N/A | #N/A | #N/A | #N/A | #N/A | #N/A | #N/A | #N/A |  | R22 | 75 | 335 | #N/A | #N/A | #N/A | #N/A | #N/A | #N/A | #N/A | #N/A | #N/A | #N/A | #N/A | #N/A | #N/A | #N/A | #N/A | #N/A | #N/A | #N/A | #N/A | #N/A | #N/A | #N/A | #N/A | #N/A | #N/A | #N/A | #N/A | #N/A | #N/A | #N/A | 2.42 | 2.4 | 2.38 | 2.37 | 2.35 | 2.34 | 2.32 | 2.31 | 2.29 | 2.28 | 2.26 | 2.25 | 2.24 | 2.22 | 2.21 | 2.2 | 2.18 | 2.17 | 2.16 | 2.15 | 2.13 | 2.12 | 2.11 | 2.1 | 2.09 | 2.07 | 2.06 | 2.05 | 2.04 | 2.03 | 2.02 | 2.01 | 2 | 1.99 | 1.98 | 1.97 | 1.96 | 1.95 | 1.94 | 1.93 | 1.92 | 1.91 | 1.9 | 1.89 | 1.88 | 1.87 | 1.87 | 1.86 | 1.85 | 1.84 | 1.83 | 1.82 | 1.82 | 1.81 | 1.8 | 1.79 | 1.79 | 1.78 | 1.77 | 1.76 | 1.76 | 1.75 | 1.74 | 1.74 | 1.73 | 1.72 | 1.72 | 1.71 | 1.71 | 1.7 | 1.69 | 1.69 | 1.68 | 1.68 | 1.67 | 1.66 | 1.66 | 1.65 | 1.65 | 1.64 | 1.64 | 1.63 | 1.63 | 1.62 | 1.62 | 1.61 | 1.61 | 1.6 | 1.6 | 1.6 | 1.59 | #N/A | #N/A | #N/A | #N/A | #N/A | #N/A | #N/A | #N/A | #N/A | #N/A
[15 empty] | Refrigerant | 7 | [18 empty] | R23 | -50 | 340 | 0.85 | 0.85 | 0.84 | 0.84 | 0.84 | 0.84 | 0.84 | 0.83 | 0.83 | 0.83 | 0.83 | 0.83 | 0.83 | 0.82 | 0.82 | 0.82 | 0.82 | 0.82 | 0.82 | 0.81 | 0.81 | 0.81 | 0.81 | 0.81 | 0.81 | 0.8 | 0.8 | 0.8 | 0.8 | 0.8 | 0.8 | 0.8 | 0.8 | 0.79 | 0.79 | 0.79 | 0.79 | 0.79 | 0.79 | 0.79 | 0.79 | 0.78 | 0.78 | 0.78 | 0.78 | 0.78 | 0.78 | 0.78 | 0.78 | 0.78 | 0.77 | 0.77 | 0.77 | 0.77 | 0.77 | 0.77 | #N/A | #N/A | #N/A | #N/A | #N/A | #N/A | #N/A | #N/A | #N/A | #N/A | #N/A | #N/A | #N/A | #N/A | #N/A | #N/A | #N/A | #N/A | #N/A | #N/A | #N/A | #N/A | #N/A | #N/A | #N/A | #N/A | #N/A | #N/A | #N/A | #N/A | #N/A | #N/A | #N/A | #N/A | #N/A | #N/A | #N/A | #N/A | #N/A | #N/A | #N/A | #N/A | #N/A | #N/A | #N/A | #N/A | #N/A | #N/A | #N/A | #N/A | #N/A | #N/A | #N/A | #N/A | #N/A | #N/A | #N/A | #N/A | #N/A | #N/A | #N/A | #N/A | #N/A | #N/A | #N/A | #N/A | #N/A | #N/A | #N/A | #N/A | #N/A | #N/A | #N/A | #N/A | #N/A
[15 empty] | Valves Type | #N/A | [18 empty] | R23 | -49 | 341 | 0.86 | 0.85 | 0.85 | 0.85 | 0.85 | 0.85 | 0.84 | 0.84 | 0.84 | 0.84 | 0.84 | 0.83 | 0.83 | 0.83 | 0.83 | 0.83 | 0.83 | 0.82 | 0.82 | 0.82 | 0.82 | 0.82 | 0.82 | 0.81 | 0.81 | 0.81 | 0.81 | 0.81 | 0.81 | 0.81 | 0.8 | 0.8 | 0.8 | 0.8 | 0.8 | 0.8 | 0.8 | 0.8 | 0.79 | 0.79 | 0.79 | 0.79 | 0.79 | 0.79 | 0.79 | 0.79 | 0.79 | 0.78 | 0.78 | 0.78 | 0.78 | 0.78 | 0.78 | 0.78 | 0.78 | 0.78 | #N/A | #N/A | #N/A | #N/A | #N/A | #N/A | #N/A | #N/A | #N/A | #N/A | #N/A | #N/A | #N/A | #N/A | #N/A | #N/A | #N/A | #N/A | #N/A | #N/A | #N/A | #N/A | #N/A | #N/A | #N/A | #N/A | #N/A | #N/A | #N/A | #N/A | #N/A | #N/A | #N/A | #N/A | #N/A | #N/A | #N/A | #N/A | #N/A | #N/A | #N/A | #N/A | #N/A | #N/A | #N/A | #N/A | #N/A | #N/A | #N/A | #N/A | #N/A | #N/A | #N/A | #N/A | #N/A | #N/A | #N/A | #N/A | #N/A | #N/A | #N/A | #N/A | #N/A | #N/A | #N/A | #N/A | #N/A | #N/A | #N/A | #N/A | #N/A | #N/A | #N/A | #N/A | #N/A
[12 empty] | R407C | Order Nr.: | 0 | 0 | 0 | 0 | 0 | R507 | 0 | [14 empty] | R23 | -48 | 342 | 0.86 | 0.86 | 0.86 | 0.86 | 0.86 | 0.85 | 0.85 | 0.85 | 0.85 | 0.85 | 0.84 | 0.84 | 0.84 | 0.84 | 0.84 | 0.83 | 0.83 | 0.83 | 0.83 | 0.83 | 0.83 | 0.82 | 0.82 | 0.82 | 0.82 | 0.82 | 0.82 | 0.82 | 0.81 | 0.81 | 0.81 | 0.81 | 0.81 | 0.81 | 0.81 | 0.8 | 0.8 | 0.8 | 0.8 | 0.8 | 0.8 | 0.8 | 0.8 | 0.8 | 0.79 | 0.79 | 0.79 | 0.79 | 0.79 | 0.79 | 0.79 | 0.79 | 0.79 | 0.78 | 0.78 | 0.78 | #N/A | #N/A | #N/A | #N/A | #N/A | #N/A | #N/A | #N/A | #N/A | #N/A | #N/A | #N/A | #N/A | #N/A | #N/A | #N/A | #N/A | #N/A | #N/A | #N/A | #N/A | #N/A | #N/A | #N/A | #N/A | #N/A | #N/A | #N/A | #N/A | #N/A | #N/A | #N/A | #N/A | #N/A | #N/A | #N/A | #N/A | #N/A | #N/A | #N/A | #N/A | #N/A | #N/A | #N/A | #N/A | #N/A | #N/A | #N/A | #N/A | #N/A | #N/A | #N/A | #N/A | #N/A | #N/A | #N/A | #N/A | #N/A | #N/A | #N/A | #N/A | #N/A | #N/A | #N/A | #N/A | #N/A | #N/A | #N/A | #N/A | #N/A | #N/A | #N/A | #N/A | #N/A | #N/A
[11 empty] | 1 | 2 | 3 | 4 | 5 | 6 | 7 | 8 | 9 | 10 | [14 empty] | R23 | -47 | 343 | 0.87 | 0.87 | 0.87 | 0.86 | 0.86 | 0.86 | 0.86 | 0.86 | 0.86 | 0.85 | 0.85 | 0.85 | 0.85 | 0.85 | 0.84 | 0.84 | 0.84 | 0.84 | 0.84 | 0.84 | 0.83 | 0.83 | 0.83 | 0.83 | 0.83 | 0.83 | 0.82 | 0.82 | 0.82 | 0.82 | 0.82 | 0.82 | 0.82 | 0.81 | 0.81 | 0.81 | 0.81 | 0.81 | 0.81 | 0.81 | 0.81 | 0.8 | 0.8 | 0.8 | 0.8 | 0.8 | 0.8 | 0.8 | 0.8 | 0.8 | 0.79 | 0.79 | 0.79 | 0.79 | 0.79 | 0.79 | #N/A | #N/A | #N/A | #N/A | #N/A | #N/A | #N/A | #N/A | #N/A | #N/A | #N/A | #N/A | #N/A | #N/A | #N/A | #N/A | #N/A | #N/A | #N/A | #N/A | #N/A | #N/A | #N/A | #N/A | #N/A | #N/A | #N/A | #N/A | #N/A | #N/A | #N/A | #N/A | #N/A | #N/A | #N/A | #N/A | #N/A | #N/A | #N/A | #N/A | #N/A | #N/A | #N/A | #N/A | #N/A | #N/A | #N/A | #N/A | #N/A | #N/A | #N/A | #N/A | #N/A | #N/A | #N/A | #N/A | #N/A | #N/A | #N/A | #N/A | #N/A | #N/A | #N/A | #N/A | #N/A | #N/A | #N/A | #N/A | #N/A | #N/A | #N/A | #N/A | #N/A | #N/A | #N/A
[11 empty] | 10 | 49.8626 | 800 600 | 0 | 0 | 0 | 0 | 0 | 0 | 0 | [14 empty] | R23 | -46 | 344 | 0.88 | 0.88 | 0.88 | 0.87 | 0.87 | 0.87 | 0.87 | 0.86 | 0.86 | 0.86 | 0.86 | 0.86 | 0.86 | 0.85 | 0.85 | 0.85 | 0.85 | 0.85 | 0.84 | 0.84 | 0.84 | 0.84 | 0.84 | 0.84 | 0.84 | 0.83 | 0.83 | 0.83 | 0.83 | 0.83 | 0.83 | 0.82 | 0.82 | 0.82 | 0.82 | 0.82 | 0.82 | 0.82 | 0.82 | 0.81 | 0.81 | 0.81 | 0.81 | 0.81 | 0.81 | 0.81 | 0.81 | 0.8 | 0.8 | 0.8 | 0.8 | 0.8 | 0.8 | 0.8 | 0.8 | 0.8 | #N/A | #N/A | #N/A | #N/A | #N/A | #N/A | #N/A | #N/A | #N/A | #N/A | #N/A | #N/A | #N/A | #N/A | #N/A | #N/A | #N/A | #N/A | #N/A | #N/A | #N/A | #N/A | #N/A | #N/A | #N/A | #N/A | #N/A | #N/A | #N/A | #N/A | #N/A | #N/A | #N/A | #N/A | #N/A | #N/A | #N/A | #N/A | #N/A | #N/A | #N/A | #N/A | #N/A | #N/A | #N/A | #N/A | #N/A | #N/A | #N/A | #N/A | #N/A | #N/A | #N/A | #N/A | #N/A | #N/A | #N/A | #N/A | #N/A | #N/A | #N/A | #N/A | #N/A | #N/A | #N/A | #N/A | #N/A | #N/A | #N/A | #N/A | #N/A | #N/A | #N/A | #N/A | #N/A
[11 empty] | 11 | 118.5414 | 800 611 / 800 610 | 0 | 0 | 0 | 0 | 0 | 0 | 0 | [14 empty] | R23 | -45 | 345 | 0.89 | 0.89 | 0.88 | 0.88 | 0.88 | 0.88 | 0.88 | 0.87 | 0.87 | 0.87 | 0.87 | 0.87 | 0.86 | 0.86 | 0.86 | 0.86 | 0.86 | 0.85 | 0.85 | 0.85 | 0.85 | 0.85 | 0.85 | 0.84 | 0.84 | 0.84 | 0.84 | 0.84 | 0.84 | 0.83 | 0.83 | 0.83 | 0.83 | 0.83 | 0.83 | 0.83 | 0.83 | 0.82 | 0.82 | 0.82 | 0.82 | 0.82 | 0.82 | 0.82 | 0.81 | 0.81 | 0.81 | 0.81 | 0.81 | 0.81 | 0.81 | 0.81 | 0.81 | 0.81 | 0.8 | 0.8 | #N/A | #N/A | #N/A | #N/A | #N/A | #N/A | #N/A | #N/A | #N/A | #N/A | #N/A | #N/A | #N/A | #N/A | #N/A | #N/A | #N/A | #N/A | #N/A | #N/A | #N/A | #N/A | #N/A | #N/A | #N/A | #N/A | #N/A | #N/A | #N/A | #N/A | #N/A | #N/A | #N/A | #N/A | #N/A | #N/A | #N/A | #N/A | #N/A | #N/A | #N/A | #N/A | #N/A | #N/A | #N/A | #N/A | #N/A | #N/A | #N/A | #N/A | #N/A | #N/A | #N/A | #N/A | #N/A | #N/A | #N/A | #N/A | #N/A | #N/A | #N/A | #N/A | #N/A | #N/A | #N/A | #N/A | #N/A | #N/A | #N/A | #N/A | #N/A | #N/A | #N/A | #N/A | #N/A
[11 empty] | 12 | 326.4592 | 801 686 / 801 679 | 0 | 0 | 0 | 0 | 0 | 0 | 0 | [14 empty] | R23 | -44 | 346 | 0.9 | 0.89 | 0.89 | 0.89 | 0.89 | 0.89 | 0.88 | 0.88 | 0.88 | 0.88 | 0.88 | 0.87 | 0.87 | 0.87 | 0.87 | 0.87 | 0.86 | 0.86 | 0.86 | 0.86 | 0.86 | 0.86 | 0.85 | 0.85 | 0.85 | 0.85 | 0.85 | 0.85 | 0.84 | 0.84 | 0.84 | 0.84 | 0.84 | 0.84 | 0.84 | 0.83 | 0.83 | 0.83 | 0.83 | 0.83 | 0.83 | 0.83 | 0.82 | 0.82 | 0.82 | 0.82 | 0.82 | 0.82 | 0.82 | 0.82 | 0.82 | 0.81 | 0.81 | 0.81 | 0.81 | 0.81 | #N/A | #N/A | #N/A | #N/A | #N/A | #N/A | #N/A | #N/A | #N/A | #N/A | #N/A | #N/A | #N/A | #N/A | #N/A | #N/A | #N/A | #N/A | #N/A | #N/A | #N/A | #N/A | #N/A | #N/A | #N/A | #N/A | #N/A | #N/A | #N/A | #N/A | #N/A | #N/A | #N/A | #N/A | #N/A | #N/A | #N/A | #N/A | #N/A | #N/A | #N/A | #N/A | #N/A | #N/A | #N/A | #N/A | #N/A | #N/A | #N/A | #N/A | #N/A | #N/A | #N/A | #N/A | #N/A | #N/A | #N/A | #N/A | #N/A | #N/A | #N/A | #N/A | #N/A | #N/A | #N/A | #N/A | #N/A | #N/A | #N/A | #N/A | #N/A | #N/A | #N/A | #N/A | #N/A
[11 empty] | 13 | 870.2443 | 801 964 | 0 | 0 | 0 | 0 | 0 | 0 | 0 | [14 empty] | R23 | -43 | 347 | 0.9 | 0.9 | 0.9 | 0.9 | 0.9 | 0.89 | 0.89 | 0.89 | 0.89 | 0.89 | 0.88 | 0.88 | 0.88 | 0.88 | 0.88 | 0.87 | 0.87 | 0.87 | 0.87 | 0.87 | 0.87 | 0.86 | 0.86 | 0.86 | 0.86 | 0.86 | 0.86 | 0.85 | 0.85 | 0.85 | 0.85 | 0.85 | 0.85 | 0.84 | 0.84 | 0.84 | 0.84 | 0.84 | 0.84 | 0.84 | 0.83 | 0.83 | 0.83 | 0.83 | 0.83 | 0.83 | 0.83 | 0.83 | 0.82 | 0.82 | 0.82 | 0.82 | 0.82 | 0.82 | 0.82 | 0.82 | #N/A | #N/A | #N/A | #N/A | #N/A | #N/A | #N/A | #N/A | #N/A | #N/A | #N/A | #N/A | #N/A | #N/A | #N/A | #N/A | #N/A | #N/A | #N/A | #N/A | #N/A | #N/A | #N/A | #N/A | #N/A | #N/A | #N/A | #N/A | #N/A | #N/A | #N/A | #N/A | #N/A | #N/A | #N/A | #N/A | #N/A | #N/A | #N/A | #N/A | #N/A | #N/A | #N/A | #N/A | #N/A | #N/A | #N/A | #N/A | #N/A | #N/A | #N/A | #N/A | #N/A | #N/A | #N/A | #N/A | #N/A | #N/A | #N/A | #N/A | #N/A | #N/A | #N/A | #N/A | #N/A | #N/A | #N/A | #N/A | #N/A | #N/A | #N/A | #N/A | #N/A | #N/A | #N/A
[35 empty] | R23 | -42 | 348 | 0.91 | 0.91 | 0.91 | 0.91 | 0.9 | 0.9 | 0.9 | 0.9 | 0.9 | 0.89 | 0.89 | 0.89 | 0.89 | 0.89 | 0.88 | 0.88 | 0.88 | 0.88 | 0.88 | 0.87 | 0.87 | 0.87 | 0.87 | 0.87 | 0.87 | 0.86 | 0.86 | 0.86 | 0.86 | 0.86 | 0.86 | 0.86 | 0.85 | 0.85 | 0.85 | 0.85 | 0.85 | 0.85 | 0.85 | 0.84 | 0.84 | 0.84 | 0.84 | 0.84 | 0.84 | 0.84 | 0.83 | 0.83 | 0.83 | 0.83 | 0.83 | 0.83 | 0.83 | 0.83 | 0.83 | 0.82 | #N/A | #N/A | #N/A | #N/A | #N/A | #N/A | #N/A | #N/A | #N/A | #N/A | #N/A | #N/A | #N/A | #N/A | #N/A | #N/A | #N/A | #N/A | #N/A | #N/A | #N/A | #N/A | #N/A | #N/A | #N/A | #N/A | #N/A | #N/A | #N/A | #N/A | #N/A | #N/A | #N/A | #N/A | #N/A | #N/A | #N/A | #N/A | #N/A | #N/A | #N/A | #N/A | #N/A | #N/A | #N/A | #N/A | #N/A | #N/A | #N/A | #N/A | #N/A | #N/A | #N/A | #N/A | #N/A | #N/A | #N/A | #N/A | #N/A | #N/A | #N/A | #N/A | #N/A | #N/A | #N/A | #N/A | #N/A | #N/A | #N/A | #N/A | #N/A | #N/A | #N/A | #N/A | #N/A
[35 empty] | R23 | -41 | 349 | 0.92 | 0.92 | 0.92 | 0.92 | 0.91 | 0.91 | 0.91 | 0.91 | 0.91 | 0.9 | 0.9 | 0.9 | 0.9 | 0.89 | 0.89 | 0.89 | 0.89 | 0.89 | 0.89 | 0.88 | 0.88 | 0.88 | 0.88 | 0.88 | 0.87 | 0.87 | 0.87 | 0.87 | 0.87 | 0.87 | 0.86 | 0.86 | 0.86 | 0.86 | 0.86 | 0.86 | 0.86 | 0.85 | 0.85 | 0.85 | 0.85 | 0.85 | 0.85 | 0.85 | 0.85 | 0.84 | 0.84 | 0.84 | 0.84 | 0.84 | 0.84 | 0.84 | 0.84 | 0.83 | 0.83 | 0.83 | #N/A | #N/A | #N/A | #N/A | #N/A | #N/A | #N/A | #N/A | #N/A | #N/A | #N/A | #N/A | #N/A | #N/A | #N/A | #N/A | #N/A | #N/A | #N/A | #N/A | #N/A | #N/A | #N/A | #N/A | #N/A | #N/A | #N/A | #N/A | #N/A | #N/A | #N/A | #N/A | #N/A | #N/A | #N/A | #N/A | #N/A | #N/A | #N/A | #N/A | #N/A | #N/A | #N/A | #N/A | #N/A | #N/A | #N/A | #N/A | #N/A | #N/A | #N/A | #N/A | #N/A | #N/A | #N/A | #N/A | #N/A | #N/A | #N/A | #N/A | #N/A | #N/A | #N/A | #N/A | #N/A | #N/A | #N/A | #N/A | #N/A | #N/A | #N/A | #N/A | #N/A | #N/A | #N/A
[11 empty] | EX1 | [23 empty] | R23 | -40 | 350 | 0.93 | 0.93 | 0.93 | 0.92 | 0.92 | 0.92 | 0.92 | 0.92 | 0.91 | 0.91 | 0.91 | 0.91 | 0.91 | 0.9 | 0.9 | 0.9 | 0.9 | 0.9 | 0.89 | 0.89 | 0.89 | 0.89 | 0.89 | 0.88 | 0.88 | 0.88 | 0.88 | 0.88 | 0.88 | 0.87 | 0.87 | 0.87 | 0.87 | 0.87 | 0.87 | 0.87 | 0.86 | 0.86 | 0.86 | 0.86 | 0.86 | 0.86 | 0.86 | 0.85 | 0.85 | 0.85 | 0.85 | 0.85 | 0.85 | 0.85 | 0.85 | 0.84 | 0.84 | 0.84 | 0.84 | 0.84 | #N/A | #N/A | #N/A | #N/A | #N/A | #N/A | #N/A | #N/A | #N/A | #N/A | #N/A | #N/A | #N/A | #N/A | #N/A | #N/A | #N/A | #N/A | #N/A | #N/A | #N/A | #N/A | #N/A | #N/A | #N/A | #N/A | #N/A | #N/A | #N/A | #N/A | #N/A | #N/A | #N/A | #N/A | #N/A | #N/A | #N/A | #N/A | #N/A | #N/A | #N/A | #N/A | #N/A | #N/A | #N/A | #N/A | #N/A | #N/A | #N/A | #N/A | #N/A | #N/A | #N/A | #N/A | #N/A | #N/A | #N/A | #N/A | #N/A | #N/A | #N/A | #N/A | #N/A | #N/A | #N/A | #N/A | #N/A | #N/A | #N/A | #N/A | #N/A | #N/A | #N/A | #N/A | #N/A
[15 empty] | Refrigerant | 7 | [18 empty] | R23 | -39 | 351 | 0.94 | 0.94 | 0.94 | 0.93 | 0.93 | 0.93 | 0.93 | 0.93 | 0.92 | 0.92 | 0.92 | 0.92 | 0.91 | 0.91 | 0.91 | 0.91 | 0.91 | 0.9 | 0.9 | 0.9 | 0.9 | 0.9 | 0.9 | 0.89 | 0.89 | 0.89 | 0.89 | 0.89 | 0.88 | 0.88 | 0.88 | 0.88 | 0.88 | 0.88 | 0.88 | 0.87 | 0.87 | 0.87 | 0.87 | 0.87 | 0.87 | 0.86 | 0.86 | 0.86 | 0.86 | 0.86 | 0.86 | 0.86 | 0.86 | 0.85 | 0.85 | 0.85 | 0.85 | 0.85 | 0.85 | 0.85 | #N/A | #N/A | #N/A | #N/A | #N/A | #N/A | #N/A | #N/A | #N/A | #N/A | #N/A | #N/A | #N/A | #N/A | #N/A | #N/A | #N/A | #N/A | #N/A | #N/A | #N/A | #N/A | #N/A | #N/A | #N/A | #N/A | #N/A | #N/A | #N/A | #N/A | #N/A | #N/A | #N/A | #N/A | #N/A | #N/A | #N/A | #N/A | #N/A | #N/A | #N/A | #N/A | #N/A | #N/A | #N/A | #N/A | #N/A | #N/A | #N/A | #N/A | #N/A | #N/A | #N/A | #N/A | #N/A | #N/A | #N/A | #N/A | #N/A | #N/A | #N/A | #N/A | #N/A | #N/A | #N/A | #N/A | #N/A | #N/A | #N/A | #N/A | #N/A | #N/A | #N/A | #N/A | #N/A
[15 empty] | Valves Type | #N/A | [18 empty] | R23 | -38 | 352 | 0.95 | 0.95 | 0.95 | 0.94 | 0.94 | 0.94 | 0.94 | 0.93 | 0.93 | 0.93 | 0.93 | 0.93 | 0.92 | 0.92 | 0.92 | 0.92 | 0.92 | 0.91 | 0.91 | 0.91 | 0.91 | 0.91 | 0.9 | 0.9 | 0.9 | 0.9 | 0.9 | 0.89 | 0.89 | 0.89 | 0.89 | 0.89 | 0.89 | 0.88 | 0.88 | 0.88 | 0.88 | 0.88 | 0.88 | 0.88 | 0.87 | 0.87 | 0.87 | 0.87 | 0.87 | 0.87 | 0.87 | 0.87 | 0.86 | 0.86 | 0.86 | 0.86 | 0.86 | 0.86 | 0.86 | 0.86 | #N/A | #N/A | #N/A | #N/A | #N/A | #N/A | #N/A | #N/A | #N/A | #N/A | #N/A | #N/A | #N/A | #N/A | #N/A | #N/A | #N/A | #N/A | #N/A | #N/A | #N/A | #N/A | #N/A | #N/A | #N/A | #N/A | #N/A | #N/A | #N/A | #N/A | #N/A | #N/A | #N/A | #N/A | #N/A | #N/A | #N/A | #N/A | #N/A | #N/A | #N/A | #N/A | #N/A | #N/A | #N/A | #N/A | #N/A | #N/A | #N/A | #N/A | #N/A | #N/A | #N/A | #N/A | #N/A | #N/A | #N/A | #N/A | #N/A | #N/A | #N/A | #N/A | #N/A | #N/A | #N/A | #N/A | #N/A | #N/A | #N/A | #N/A | #N/A | #N/A | #N/A | #N/A | #N/A
[12 empty] | R124 | R134a | R22 | R23 | R404A | R407C | R410A | R507 | R744 | [14 empty] | R23 | -37 | 353 | 0.96 | 0.96 | 0.96 | 0.95 | 0.95 | 0.95 | 0.95 | 0.94 | 0.94 | 0.94 | 0.94 | 0.93 | 0.93 | 0.93 | 0.93 | 0.93 | 0.92 | 0.92 | 0.92 | 0.92 | 0.92 | 0.91 | 0.91 | 0.91 | 0.91 | 0.91 | 0.91 | 0.9 | 0.9 | 0.9 | 0.9 | 0.9 | 0.9 | 0.89 | 0.89 | 0.89 | 0.89 | 0.89 | 0.89 | 0.88 | 0.88 | 0.88 | 0.88 | 0.88 | 0.88 | 0.88 | 0.87 | 0.87 | 0.87 | 0.87 | 0.87 | 0.87 | 0.87 | 0.87 | 0.87 | 0.86 | #N/A | #N/A | #N/A | #N/A | #N/A | #N/A | #N/A | #N/A | #N/A | #N/A | #N/A | #N/A | #N/A | #N/A | #N/A | #N/A | #N/A | #N/A | #N/A | #N/A | #N/A | #N/A | #N/A | #N/A | #N/A | #N/A | #N/A | #N/A | #N/A | #N/A | #N/A | #N/A | #N/A | #N/A | #N/A | #N/A | #N/A | #N/A | #N/A | #N/A | #N/A | #N/A | #N/A | #N/A | #N/A | #N/A | #N/A | #N/A | #N/A | #N/A | #N/A | #N/A | #N/A | #N/A | #N/A | #N/A | #N/A | #N/A | #N/A | #N/A | #N/A | #N/A | #N/A | #N/A | #N/A | #N/A | #N/A | #N/A | #N/A | #N/A | #N/A | #N/A | #N/A | #N/A | #N/A
[11 empty] | 1 | 2 | 3 | 4 | 5 | 6 | 7 | 8 | 9 | 10 | [14 empty] | R23 | -36 | 354 | 0.97 | 0.97 | 0.97 | 0.96 | 0.96 | 0.96 | 0.96 | 0.95 | 0.95 | 0.95 | 0.95 | 0.94 | 0.94 | 0.94 | 0.94 | 0.94 | 0.93 | 0.93 | 0.93 | 0.93 | 0.93 | 0.92 | 0.92 | 0.92 | 0.92 | 0.92 | 0.91 | 0.91 | 0.91 | 0.91 | 0.91 | 0.91 | 0.9 | 0.9 | 0.9 | 0.9 | 0.9 | 0.9 | 0.89 | 0.89 | 0.89 | 0.89 | 0.89 | 0.89 | 0.89 | 0.88 | 0.88 | 0.88 | 0.88 | 0.88 | 0.88 | 0.88 | 0.88 | 0.87 | 0.87 | 0.87 | #N/A | #N/A | #N/A | #N/A | #N/A | #N/A | #N/A | #N/A | #N/A | #N/A | #N/A | #N/A | #N/A | #N/A | #N/A | #N/A | #N/A | #N/A | #N/A | #N/A | #N/A | #N/A | #N/A | #N/A | #N/A | #N/A | #N/A | #N/A | #N/A | #N/A | #N/A | #N/A | #N/A | #N/A | #N/A | #N/A | #N/A | #N/A | #N/A | #N/A | #N/A | #N/A | #N/A | #N/A | #N/A | #N/A | #N/A | #N/A | #N/A | #N/A | #N/A | #N/A | #N/A | #N/A | #N/A | #N/A | #N/A | #N/A | #N/A | #N/A | #N/A | #N/A | #N/A | #N/A | #N/A | #N/A | #N/A | #N/A | #N/A | #N/A | #N/A | #N/A | #N/A | #N/A | #N/A
[11 empty] | 10 | 2.352 | 801 100 | 804 548 | 804 540 | 804 552 | 804 552 | 804 544 | #REF! | 0 | [14 empty] | R23 | -35 | 355 | 0.98 | 0.98 | 0.98 | 0.97 | 0.97 | 0.97 | 0.97 | 0.96 | 0.96 | 0.96 | 0.96 | 0.95 | 0.95 | 0.95 | 0.95 | 0.95 | 0.94 | 0.94 | 0.94 | 0.94 | 0.94 | 0.93 | 0.93 | 0.93 | 0.93 | 0.93 | 0.92 | 0.92 | 0.92 | 0.92 | 0.92 | 0.91 | 0.91 | 0.91 | 0.91 | 0.91 | 0.91 | 0.9 | 0.9 | 0.9 | 0.9 | 0.9 | 0.9 | 0.9 | 0.89 | 0.89 | 0.89 | 0.89 | 0.89 | 0.89 | 0.89 | 0.89 | 0.88 | 0.88 | 0.88 | 0.88 | #N/A | #N/A | #N/A | #N/A | #N/A | #N/A | #N/A | #N/A | #N/A | #N/A | #N/A | #N/A | #N/A | #N/A | #N/A | #N/A | #N/A | #N/A | #N/A | #N/A | #N/A | #N/A | #N/A | #N/A | #N/A | #N/A | #N/A | #N/A | #N/A | #N/A | #N/A | #N/A | #N/A | #N/A | #N/A | #N/A | #N/A | #N/A | #N/A | #N/A | #N/A | #N/A | #N/A | #N/A | #N/A | #N/A | #N/A | #N/A | #N/A | #N/A | #N/A | #N/A | #N/A | #N/A | #N/A | #N/A | #N/A | #N/A | #N/A | #N/A | #N/A | #N/A | #N/A | #N/A | #N/A | #N/A | #N/A | #N/A | #N/A | #N/A | #N/A | #N/A | #N/A | #N/A | #N/A
[11 empty] | 11 | 7.2442 | 801 102 | 0 | 0 | 0 | 0 | 0 | #REF! | 0 | [14 empty] | R23 | -34 | 356 | 0.99 | 0.99 | 0.99 | 0.98 | 0.98 | 0.98 | 0.98 | 0.97 | 0.97 | 0.97 | 0.97 | 0.96 | 0.96 | 0.96 | 0.96 | 0.96 | 0.95 | 0.95 | 0.95 | 0.95 | 0.94 | 0.94 | 0.94 | 0.94 | 0.94 | 0.94 | 0.93 | 0.93 | 0.93 | 0.93 | 0.93 | 0.92 | 0.92 | 0.92 | 0.92 | 0.92 | 0.92 | 0.91 | 0.91 | 0.91 | 0.91 | 0.91 | 0.91 | 0.9 | 0.9 | 0.9 | 0.9 | 0.9 | 0.9 | 0.9 | 0.9 | 0.89 | 0.89 | 0.89 | 0.89 | 0.89 | #N/A | #N/A | #N/A | #N/A | #N/A | #N/A | #N/A | #N/A | #N/A | #N/A | #N/A | #N/A | #N/A | #N/A | #N/A | #N/A | #N/A | #N/A | #N/A | #N/A | #N/A | #N/A | #N/A | #N/A | #N/A | #N/A | #N/A | #N/A | #N/A | #N/A | #N/A | #N/A | #N/A | #N/A | #N/A | #N/A | #N/A | #N/A | #N/A | #N/A | #N/A | #N/A | #N/A | #N/A | #N/A | #N/A | #N/A | #N/A | #N/A | #N/A | #N/A | #N/A | #N/A | #N/A | #N/A | #N/A | #N/A | #N/A | #N/A | #N/A | #N/A | #N/A | #N/A | #N/A | #N/A | #N/A | #N/A | #N/A | #N/A | #N/A | #N/A | #N/A | #N/A | #N/A | #N/A
[11 empty] | 12 | 10.9133 | 801 104 | EXD-S05 | EXD-S35 | EXD-S35 | EXD-S15 | #REF! | #REF! | 0 | [14 empty] | R23 | -33 | 357 | 1 | 1 | 1 | 0.99 | 0.99 | 0.99 | 0.99 | 0.98 | 0.98 | 0.98 | 0.98 | 0.97 | 0.97 | 0.97 | 0.97 | 0.97 | 0.96 | 0.96 | 0.96 | 0.96 | 0.95 | 0.95 | 0.95 | 0.95 | 0.95 | 0.94 | 0.94 | 0.94 | 0.94 | 0.94 | 0.94 | 0.93 | 0.93 | 0.93 | 0.93 | 0.93 | 0.92 | 0.92 | 0.92 | 0.92 | 0.92 | 0.92 | 0.92 | 0.91 | 0.91 | 0.91 | 0.91 | 0.91 | 0.91 | 0.91 | 0.9 | 0.9 | 0.9 | 0.9 | 0.9 | 0.9 | #N/A | #N/A | #N/A | #N/A | #N/A | #N/A | #N/A | #N/A | #N/A | #N/A | #N/A | #N/A | #N/A | #N/A | #N/A | #N/A | #N/A | #N/A | #N/A | #N/A | #N/A | #N/A | #N/A | #N/A | #N/A | #N/A | #N/A | #N/A | #N/A | #N/A | #N/A | #N/A | #N/A | #N/A | #N/A | #N/A | #N/A | #N/A | #N/A | #N/A | #N/A | #N/A | #N/A | #N/A | #N/A | #N/A | #N/A | #N/A | #N/A | #N/A | #N/A | #N/A | #N/A | #N/A | #N/A | #N/A | #N/A | #N/A | #N/A | #N/A | #N/A | #N/A | #N/A | #N/A | #N/A | #N/A | #N/A | #N/A | #N/A | #N/A | #N/A | #N/A | #N/A | #N/A | #N/A
[11 empty] | 13 | 18.8161 | 801 106 | EXD-S06 | EXD-S36 | EXD-S36 | EXD-S16 | #REF! | #REF! | 0 | [14 empty] | R23 | -32 | 358 | 1.01 | 1.01 | 1.01 | 1.01 | 1 | 1 | 1 | 0.99 | 0.99 | 0.99 | 0.99 | 0.99 | 0.98 | 0.98 | 0.98 | 0.98 | 0.97 | 0.97 | 0.97 | 0.97 | 0.96 | 0.96 | 0.96 | 0.96 | 0.96 | 0.95 | 0.95 | 0.95 | 0.95 | 0.95 | 0.95 | 0.94 | 0.94 | 0.94 | 0.94 | 0.94 | 0.93 | 0.93 | 0.93 | 0.93 | 0.93 | 0.93 | 0.92 | 0.92 | 0.92 | 0.92 | 0.92 | 0.92 | 0.92 | 0.91 | 0.91 | 0.91 | 0.91 | 0.91 | 0.91 | 0.91 | #N/A | #N/A | #N/A | #N/A | #N/A | #N/A | #N/A | #N/A | #N/A | #N/A | #N/A | #N/A | #N/A | #N/A | #N/A | #N/A | #N/A | #N/A | #N/A | #N/A | #N/A | #N/A | #N/A | #N/A | #N/A | #N/A | #N/A | #N/A | #N/A | #N/A | #N/A | #N/A | #N/A | #N/A | #N/A | #N/A | #N/A | #N/A | #N/A | #N/A | #N/A | #N/A | #N/A | #N/A | #N/A | #N/A | #N/A | #N/A | #N/A | #N/A | #N/A | #N/A | #N/A | #N/A | #N/A | #N/A | #N/A | #N/A | #N/A | #N/A | #N/A | #N/A | #N/A | #N/A | #N/A | #N/A | #N/A | #N/A | #N/A | #N/A | #N/A | #N/A | #N/A | #N/A | #N/A
[11 empty] | 14 | 27.6597 | 801 108 | EXD-S07 | EXD-S37 | EXD-S37 | EXD-S17 | #REF! | #REF! | 0 | [14 empty] | R23 | -31 | 359 | 1.02 | 1.02 | 1.02 | 1.02 | 1.01 | 1.01 | 1.01 | 1.01 | 1 | 1 | 1 | 1 | 0.99 | 0.99 | 0.99 | 0.99 | 0.98 | 0.98 | 0.98 | 0.98 | 0.98 | 0.97 | 0.97 | 0.97 | 0.97 | 0.96 | 0.96 | 0.96 | 0.96 | 0.96 | 0.95 | 0.95 | 0.95 | 0.95 | 0.95 | 0.95 | 0.94 | 0.94 | 0.94 | 0.94 | 0.94 | 0.94 | 0.93 | 0.93 | 0.93 | 0.93 | 0.93 | 0.93 | 0.93 | 0.92 | 0.92 | 0.92 | 0.92 | 0.92 | 0.92 | 0.92 | #N/A | #N/A | #N/A | #N/A | #N/A | #N/A | #N/A | #N/A | #N/A | #N/A | #N/A | #N/A | #N/A | #N/A | #N/A | #N/A | #N/A | #N/A | #N/A | #N/A | #N/A | #N/A | #N/A | #N/A | #N/A | #N/A | #N/A | #N/A | #N/A | #N/A | #N/A | #N/A | #N/A | #N/A | #N/A | #N/A | #N/A | #N/A | #N/A | #N/A | #N/A | #N/A | #N/A | #N/A | #N/A | #N/A | #N/A | #N/A | #N/A | #N/A | #N/A | #N/A | #N/A | #N/A | #N/A | #N/A | #N/A | #N/A | #N/A | #N/A | #N/A | #N/A | #N/A | #N/A | #N/A | #N/A | #N/A | #N/A | #N/A | #N/A | #N/A | #N/A | #N/A | #N/A | #N/A
[35 empty] | R23 | -30 | 360 | 1.04 | 1.03 | 1.03 | 1.03 | 1.02 | 1.02 | 1.02 | 1.02 | 1.01 | 1.01 | 1.01 | 1.01 | 1 | 1 | 1 | 1 | 0.99 | 0.99 | 0.99 | 0.99 | 0.99 | 0.98 | 0.98 | 0.98 | 0.98 | 0.97 | 0.97 | 0.97 | 0.97 | 0.97 | 0.97 | 0.96 | 0.96 | 0.96 | 0.96 | 0.96 | 0.95 | 0.95 | 0.95 | 0.95 | 0.95 | 0.95 | 0.94 | 0.94 | 0.94 | 0.94 | 0.94 | 0.94 | 0.94 | 0.93 | 0.93 | 0.93 | 0.93 | 0.93 | 0.93 | 0.93 | #N/A | #N/A | #N/A | #N/A | #N/A | #N/A | #N/A | #N/A | #N/A | #N/A | #N/A | #N/A | #N/A | #N/A | #N/A | #N/A | #N/A | #N/A | #N/A | #N/A | #N/A | #N/A | #N/A | #N/A | #N/A | #N/A | #N/A | #N/A | #N/A | #N/A | #N/A | #N/A | #N/A | #N/A | #N/A | #N/A | #N/A | #N/A | #N/A | #N/A | #N/A | #N/A | #N/A | #N/A | #N/A | #N/A | #N/A | #N/A | #N/A | #N/A | #N/A | #N/A | #N/A | #N/A | #N/A | #N/A | #N/A | #N/A | #N/A | #N/A | #N/A | #N/A | #N/A | #N/A | #N/A | #N/A | #N/A | #N/A | #N/A | #N/A | #N/A | #N/A | #N/A | #N/A | #N/A
[35 empty] | R23 | -29 | 361 | 1.05 | 1.04 | 1.04 | 1.04 | 1.04 | 1.03 | 1.03 | 1.03 | 1.03 | 1.02 | 1.02 | 1.02 | 1.02 | 1.01 | 1.01 | 1.01 | 1.01 | 1 | 1 | 1 | 1 | 0.99 | 0.99 | 0.99 | 0.99 | 0.99 | 0.98 | 0.98 | 0.98 | 0.98 | 0.98 | 0.97 | 0.97 | 0.97 | 0.97 | 0.97 | 0.96 | 0.96 | 0.96 | 0.96 | 0.96 | 0.96 | 0.95 | 0.95 | 0.95 | 0.95 | 0.95 | 0.95 | 0.94 | 0.94 | 0.94 | 0.94 | 0.94 | 0.94 | 0.94 | 0.94 | #N/A | #N/A | #N/A | #N/A | #N/A | #N/A | #N/A | #N/A | #N/A | #N/A | #N/A | #N/A | #N/A | #N/A | #N/A | #N/A | #N/A | #N/A | #N/A | #N/A | #N/A | #N/A | #N/A | #N/A | #N/A | #N/A | #N/A | #N/A | #N/A | #N/A | #N/A | #N/A | #N/A | #N/A | #N/A | #N/A | #N/A | #N/A | #N/A | #N/A | #N/A | #N/A | #N/A | #N/A | #N/A | #N/A | #N/A | #N/A | #N/A | #N/A | #N/A | #N/A | #N/A | #N/A | #N/A | #N/A | #N/A | #N/A | #N/A | #N/A | #N/A | #N/A | #N/A | #N/A | #N/A | #N/A | #N/A | #N/A | #N/A | #N/A | #N/A | #N/A | #N/A | #N/A | #N/A
[11 empty] | EX2 | [23 empty] | R23 | -28 | 362 | 1.06 | 1.06 | 1.05 | 1.05 | 1.05 | 1.05 | 1.04 | 1.04 | 1.04 | 1.03 | 1.03 | 1.03 | 1.03 | 1.02 | 1.02 | 1.02 | 1.02 | 1.01 | 1.01 | 1.01 | 1.01 | 1.01 | 1 | 1 | 1 | 1 | 0.99 | 0.99 | 0.99 | 0.99 | 0.99 | 0.98 | 0.98 | 0.98 | 0.98 | 0.98 | 0.97 | 0.97 | 0.97 | 0.97 | 0.97 | 0.97 | 0.96 | 0.96 | 0.96 | 0.96 | 0.96 | 0.96 | 0.95 | 0.95 | 0.95 | 0.95 | 0.95 | 0.95 | 0.95 | 0.95 | #N/A | #N/A | #N/A | #N/A | #N/A | #N/A | #N/A | #N/A | #N/A | #N/A | #N/A | #N/A | #N/A | #N/A | #N/A | #N/A | #N/A | #N/A | #N/A | #N/A | #N/A | #N/A | #N/A | #N/A | #N/A | #N/A | #N/A | #N/A | #N/A | #N/A | #N/A | #N/A | #N/A | #N/A | #N/A | #N/A | #N/A | #N/A | #N/A | #N/A | #N/A | #N/A | #N/A | #N/A | #N/A | #N/A | #N/A | #N/A | #N/A | #N/A | #N/A | #N/A | #N/A | #N/A | #N/A | #N/A | #N/A | #N/A | #N/A | #N/A | #N/A | #N/A | #N/A | #N/A | #N/A | #N/A | #N/A | #N/A | #N/A | #N/A | #N/A | #N/A | #N/A | #N/A | #N/A
[15 empty] | Refrigerant | 7 | [18 empty] | R23 | -27 | 363 | 1.07 | 1.07 | 1.07 | 1.06 | 1.06 | 1.06 | 1.05 | 1.05 | 1.05 | 1.05 | 1.04 | 1.04 | 1.04 | 1.04 | 1.03 | 1.03 | 1.03 | 1.03 | 1.02 | 1.02 | 1.02 | 1.02 | 1.01 | 1.01 | 1.01 | 1.01 | 1.01 | 1 | 1 | 1 | 1 | 1 | 0.99 | 0.99 | 0.99 | 0.99 | 0.99 | 0.98 | 0.98 | 0.98 | 0.98 | 0.98 | 0.97 | 0.97 | 0.97 | 0.97 | 0.97 | 0.97 | 0.97 | 0.96 | 0.96 | 0.96 | 0.96 | 0.96 | 0.96 | 0.96 | #N/A | #N/A | #N/A | #N/A | #N/A | #N/A | #N/A | #N/A | #N/A | #N/A | #N/A | #N/A | #N/A | #N/A | #N/A | #N/A | #N/A | #N/A | #N/A | #N/A | #N/A | #N/A | #N/A | #N/A | #N/A | #N/A | #N/A | #N/A | #N/A | #N/A | #N/A | #N/A | #N/A | #N/A | #N/A | #N/A | #N/A | #N/A | #N/A | #N/A | #N/A | #N/A | #N/A | #N/A | #N/A | #N/A | #N/A | #N/A | #N/A | #N/A | #N/A | #N/A | #N/A | #N/A | #N/A | #N/A | #N/A | #N/A | #N/A | #N/A | #N/A | #N/A | #N/A | #N/A | #N/A | #N/A | #N/A | #N/A | #N/A | #N/A | #N/A | #N/A | #N/A | #N/A | #N/A
[15 empty] | Valves Type | #N/A | [18 empty] | R23 | -26 | 364 | 1.09 | 1.08 | 1.08 | 1.08 | 1.07 | 1.07 | 1.07 | 1.06 | 1.06 | 1.06 | 1.06 | 1.05 | 1.05 | 1.05 | 1.05 | 1.04 | 1.04 | 1.04 | 1.04 | 1.03 | 1.03 | 1.03 | 1.03 | 1.02 | 1.02 | 1.02 | 1.02 | 1.01 | 1.01 | 1.01 | 1.01 | 1.01 | 1 | 1 | 1 | 1 | 1 | 0.99 | 0.99 | 0.99 | 0.99 | 0.99 | 0.99 | 0.98 | 0.98 | 0.98 | 0.98 | 0.98 | 0.98 | 0.97 | 0.97 | 0.97 | 0.97 | 0.97 | 0.97 | 0.97 | #N/A | #N/A | #N/A | #N/A | #N/A | #N/A | #N/A | #N/A | #N/A | #N/A | #N/A | #N/A | #N/A | #N/A | #N/A | #N/A | #N/A | #N/A | #N/A | #N/A | #N/A | #N/A | #N/A | #N/A | #N/A | #N/A | #N/A | #N/A | #N/A | #N/A | #N/A | #N/A | #N/A | #N/A | #N/A | #N/A | #N/A | #N/A | #N/A | #N/A | #N/A | #N/A | #N/A | #N/A | #N/A | #N/A | #N/A | #N/A | #N/A | #N/A | #N/A | #N/A | #N/A | #N/A | #N/A | #N/A | #N/A | #N/A | #N/A | #N/A | #N/A | #N/A | #N/A | #N/A | #N/A | #N/A | #N/A | #N/A | #N/A | #N/A | #N/A | #N/A | #N/A | #N/A | #N/A
[12 empty] | R124 | R134a | R22 | R23 | R404A | R407C | R410A | R507 | R744 | [14 empty] | R23 | -25 | 365 | 1.1 | 1.09 | 1.09 | 1.09 | 1.09 | 1.08 | 1.08 | 1.08 | 1.07 | 1.07 | 1.07 | 1.07 | 1.06 | 1.06 | 1.06 | 1.05 | 1.05 | 1.05 | 1.05 | 1.04 | 1.04 | 1.04 | 1.04 | 1.04 | 1.03 | 1.03 | 1.03 | 1.03 | 1.02 | 1.02 | 1.02 | 1.02 | 1.02 | 1.01 | 1.01 | 1.01 | 1.01 | 1.01 | 1 | 1 | 1 | 1 | 1 | 0.99 | 0.99 | 0.99 | 0.99 | 0.99 | 0.99 | 0.99 | 0.98 | 0.98 | 0.98 | 0.98 | 0.98 | 0.98 | #N/A | #N/A | #N/A | #N/A | #N/A | #N/A | #N/A | #N/A | #N/A | #N/A | #N/A | #N/A | #N/A | #N/A | #N/A | #N/A | #N/A | #N/A | #N/A | #N/A | #N/A | #N/A | #N/A | #N/A | #N/A | #N/A | #N/A | #N/A | #N/A | #N/A | #N/A | #N/A | #N/A | #N/A | #N/A | #N/A | #N/A | #N/A | #N/A | #N/A | #N/A | #N/A | #N/A | #N/A | #N/A | #N/A | #N/A | #N/A | #N/A | #N/A | #N/A | #N/A | #N/A | #N/A | #N/A | #N/A | #N/A | #N/A | #N/A | #N/A | #N/A | #N/A | #N/A | #N/A | #N/A | #N/A | #N/A | #N/A | #N/A | #N/A | #N/A | #N/A | #N/A | #N/A | #N/A
[11 empty] | 1 | 2 | 3 | 4 | 5 | 6 | 7 | 8 | 9 | 10 | [14 empty] | R23 | -24 | 366 | 1.11 | 1.11 | 1.1 | 1.1 | 1.1 | 1.1 | 1.09 | 1.09 | 1.09 | 1.08 | 1.08 | 1.08 | 1.08 | 1.07 | 1.07 | 1.07 | 1.06 | 1.06 | 1.06 | 1.06 | 1.05 | 1.05 | 1.05 | 1.05 | 1.04 | 1.04 | 1.04 | 1.04 | 1.04 | 1.03 | 1.03 | 1.03 | 1.03 | 1.02 | 1.02 | 1.02 | 1.02 | 1.02 | 1.01 | 1.01 | 1.01 | 1.01 | 1.01 | 1.01 | 1 | 1 | 1 | 1 | 1 | 1 | 0.99 | 0.99 | 0.99 | 0.99 | 0.99 | 0.99 | #N/A | #N/A | #N/A | #N/A | #N/A | #N/A | #N/A | #N/A | #N/A | #N/A | #N/A | #N/A | #N/A | #N/A | #N/A | #N/A | #N/A | #N/A | #N/A | #N/A | #N/A | #N/A | #N/A | #N/A | #N/A | #N/A | #N/A | #N/A | #N/A | #N/A | #N/A | #N/A | #N/A | #N/A | #N/A | #N/A | #N/A | #N/A | #N/A | #N/A | #N/A | #N/A | #N/A | #N/A | #N/A | #N/A | #N/A | #N/A | #N/A | #N/A | #N/A | #N/A | #N/A | #N/A | #N/A | #N/A | #N/A | #N/A | #N/A | #N/A | #N/A | #N/A | #N/A | #N/A | #N/A | #N/A | #N/A | #N/A | #N/A | #N/A | #N/A | #N/A | #N/A | #N/A | #N/A
[11 empty] | 10 | 0.9408 | 801 084 | 0 | 11 | Japanese | #REF! | #REF! | #REF! | 0 | [14 empty] | R23 | -23 | 367 | 1.12 | 1.12 | 1.12 | 1.12 | 1.11 | 1.11 | 1.11 | 1.1 | 1.1 | 1.1 | 1.09 | 1.09 | 1.09 | 1.09 | 1.08 | 1.08 | 1.08 | 1.07 | 1.07 | 1.07 | 1.07 | 1.06 | 1.06 | 1.06 | 1.06 | 1.05 | 1.05 | 1.05 | 1.05 | 1.05 | 1.04 | 1.04 | 1.04 | 1.04 | 1.03 | 1.03 | 1.03 | 1.03 | 1.03 | 1.02 | 1.02 | 1.02 | 1.02 | 1.02 | 1.02 | 1.01 | 1.01 | 1.01 | 1.01 | 1.01 | 1.01 | 1 | 1 | 1 | 1 | 1 | #N/A | #N/A | #N/A | #N/A | #N/A | #N/A | #N/A | #N/A | #N/A | #N/A | #N/A | #N/A | #N/A | #N/A | #N/A | #N/A | #N/A | #N/A | #N/A | #N/A | #N/A | #N/A | #N/A | #N/A | #N/A | #N/A | #N/A | #N/A | #N/A | #N/A | #N/A | #N/A | #N/A | #N/A | #N/A | #N/A | #N/A | #N/A | #N/A | #N/A | #N/A | #N/A | #N/A | #N/A | #N/A | #N/A | #N/A | #N/A | #N/A | #N/A | #N/A | #N/A | #N/A | #N/A | #N/A | #N/A | #N/A | #N/A | #N/A | #N/A | #N/A | #N/A | #N/A | #N/A | #N/A | #N/A | #N/A | #N/A | #N/A | #N/A | #N/A | #N/A | #N/A | #N/A | #N/A
[11 empty] | 11 | 1.5994 | 801 085 | 0 | 10 | Chinese | #REF! | #REF! | #REF! | 0 | [14 empty] | R23 | -22 | 368 | 1.14 | 1.14 | 1.13 | 1.13 | 1.13 | 1.12 | 1.12 | 1.12 | 1.11 | 1.11 | 1.11 | 1.1 | 1.1 | 1.1 | 1.1 | 1.09 | 1.09 | 1.09 | 1.08 | 1.08 | 1.08 | 1.08 | 1.07 | 1.07 | 1.07 | 1.07 | 1.06 | 1.06 | 1.06 | 1.06 | 1.06 | 1.05 | 1.05 | 1.05 | 1.05 | 1.04 | 1.04 | 1.04 | 1.04 | 1.04 | 1.03 | 1.03 | 1.03 | 1.03 | 1.03 | 1.03 | 1.02 | 1.02 | 1.02 | 1.02 | 1.02 | 1.02 | 1.01 | 1.01 | 1.01 | 1.01 | #N/A | #N/A | #N/A | #N/A | #N/A | #N/A | #N/A | #N/A | #N/A | #N/A | #N/A | #N/A | #N/A | #N/A | #N/A | #N/A | #N/A | #N/A | #N/A | #N/A | #N/A | #N/A | #N/A | #N/A | #N/A | #N/A | #N/A | #N/A | #N/A | #N/A | #N/A | #N/A | #N/A | #N/A | #N/A | #N/A | #N/A | #N/A | #N/A | #N/A | #N/A | #N/A | #N/A | #N/A | #N/A | #N/A | #N/A | #N/A | #N/A | #N/A | #N/A | #N/A | #N/A | #N/A | #N/A | #N/A | #N/A | #N/A | #N/A | #N/A | #N/A | #N/A | #N/A | #N/A | #N/A | #N/A | #N/A | #N/A | #N/A | #N/A | #N/A | #N/A | #N/A | #N/A | #N/A
[11 empty] | 12 | 3.2928 | 801 091 / 801 090 | 0 | 5 | Españiol | #REF! | #REF! | #REF! | 0 | [14 empty] | R23 | -21 | 369 | 1.15 | 1.15 | 1.15 | 1.14 | 1.14 | 1.14 | 1.13 | 1.13 | 1.13 | 1.12 | 1.12 | 1.12 | 1.11 | 1.11 | 1.11 | 1.11 | 1.1 | 1.1 | 1.1 | 1.1 | 1.09 | 1.09 | 1.09 | 1.08 | 1.08 | 1.08 | 1.08 | 1.07 | 1.07 | 1.07 | 1.07 | 1.07 | 1.06 | 1.06 | 1.06 | 1.06 | 1.05 | 1.05 | 1.05 | 1.05 | 1.05 | 1.04 | 1.04 | 1.04 | 1.04 | 1.04 | 1.04 | 1.03 | 1.03 | 1.03 | 1.03 | 1.03 | 1.03 | 1.02 | 1.02 | 1.02 | #N/A | #N/A | #N/A | #N/A | #N/A | #N/A | #N/A | #N/A | #N/A | #N/A | #N/A | #N/A | #N/A | #N/A | #N/A | #N/A | #N/A | #N/A | #N/A | #N/A | #N/A | #N/A | #N/A | #N/A | #N/A | #N/A | #N/A | #N/A | #N/A | #N/A | #N/A | #N/A | #N/A | #N/A | #N/A | #N/A | #N/A | #N/A | #N/A | #N/A | #N/A | #N/A | #N/A | #N/A | #N/A | #N/A | #N/A | #N/A | #N/A | #N/A | #N/A | #N/A | #N/A | #N/A | #N/A | #N/A | #N/A | #N/A | #N/A | #N/A | #N/A | #N/A | #N/A | #N/A | #N/A | #N/A | #N/A | #N/A | #N/A | #N/A | #N/A | #N/A | #N/A | #N/A | #N/A
[11 empty] | 13 | 4.4218 | Order Nr.: | 0 | 4 | Italiano | #REF! | #REF! | #REF! | 0 | [14 empty] | R23 | -20 | 370 | 1.17 | 1.16 | 1.16 | 1.16 | 1.15 | 1.15 | 1.15 | 1.14 | 1.14 | 1.14 | 1.13 | 1.13 | 1.13 | 1.13 | 1.12 | 1.12 | 1.12 | 1.11 | 1.11 | 1.11 | 1.11 | 1.1 | 1.1 | 1.1 | 1.1 | 1.09 | 1.09 | 1.09 | 1.09 | 1.08 | 1.08 | 1.08 | 1.08 | 1.07 | 1.07 | 1.07 | 1.07 | 1.07 | 1.06 | 1.06 | 1.06 | 1.06 | 1.05 | 1.05 | 1.05 | 1.05 | 1.05 | 1.05 | 1.04 | 1.04 | 1.04 | 1.04 | 1.04 | 1.04 | 1.03 | 1.03 | #N/A | #N/A | #N/A | #N/A | #N/A | #N/A | #N/A | #N/A | #N/A | #N/A | #N/A | #N/A | #N/A | #N/A | #N/A | #N/A | #N/A | #N/A | #N/A | #N/A | #N/A | #N/A | #N/A | #N/A | #N/A | #N/A | #N/A | #N/A | #N/A | #N/A | #N/A | #N/A | #N/A | #N/A | #N/A | #N/A | #N/A | #N/A | #N/A | #N/A | #N/A | #N/A | #N/A | #N/A | #N/A | #N/A | #N/A | #N/A | #N/A | #N/A | #N/A | #N/A | #N/A | #N/A | #N/A | #N/A | #N/A | #N/A | #N/A | #N/A | #N/A | #N/A | #N/A | #N/A | #N/A | #N/A | #N/A | #N/A | #N/A | #N/A | #N/A | #N/A | #N/A | #N/A | #N/A
[11 empty] | 14 | 7.3383 | 0 | 0 | 3 | Français | #REF! | #REF! | #REF! | 0 | [14 empty] | R23 | -19 | 371 | 1.18 | 1.18 | 1.18 | 1.17 | 1.17 | 1.17 | 1.16 | 1.16 | 1.16 | 1.15 | 1.15 | 1.15 | 1.14 | 1.14 | 1.14 | 1.13 | 1.13 | 1.13 | 1.13 | 1.12 | 1.12 | 1.12 | 1.11 | 1.11 | 1.11 | 1.11 | 1.1 | 1.1 | 1.1 | 1.1 | 1.09 | 1.09 | 1.09 | 1.09 | 1.08 | 1.08 | 1.08 | 1.08 | 1.08 | 1.07 | 1.07 | 1.07 | 1.07 | 1.07 | 1.06 | 1.06 | 1.06 | 1.06 | 1.06 | 1.05 | 1.05 | 1.05 | 1.05 | 1.05 | 1.05 | 1.04 | #N/A | #N/A | #N/A | #N/A | #N/A | #N/A | #N/A | #N/A | #N/A | #N/A | #N/A | #N/A | #N/A | #N/A | #N/A | #N/A | #N/A | #N/A | #N/A | #N/A | #N/A | #N/A | #N/A | #N/A | #N/A | #N/A | #N/A | #N/A | #N/A | #N/A | #N/A | #N/A | #N/A | #N/A | #N/A | #N/A | #N/A | #N/A | #N/A | #N/A | #N/A | #N/A | #N/A | #N/A | #N/A | #N/A | #N/A | #N/A | #N/A | #N/A | #N/A | #N/A | #N/A | #N/A | #N/A | #N/A | #N/A | #N/A | #N/A | #N/A | #N/A | #N/A | #N/A | #N/A | #N/A | #N/A | #N/A | #N/A | #N/A | #N/A | #N/A | #N/A | #N/A | #N/A | #N/A
[11 empty] | 15 | 11.1015 | 0 | 0 | 2 | Deutsch | #REF! | #REF! | #REF! | 0 | [14 empty] | R23 | -18 | 372 | 1.2 | 1.19 | 1.19 | 1.19 | 1.18 | 1.18 | 1.18 | 1.17 | 1.17 | 1.17 | 1.16 | 1.16 | 1.16 | 1.15 | 1.15 | 1.15 | 1.15 | 1.14 | 1.14 | 1.14 | 1.13 | 1.13 | 1.13 | 1.13 | 1.12 | 1.12 | 1.12 | 1.11 | 1.11 | 1.11 | 1.11 | 1.1 | 1.1 | 1.1 | 1.1 | 1.1 | 1.09 | 1.09 | 1.09 | 1.09 | 1.08 | 1.08 | 1.08 | 1.08 | 1.08 | 1.07 | 1.07 | 1.07 | 1.07 | 1.07 | 1.07 | 1.06 | 1.06 | 1.06 | 1.06 | 1.06 | #N/A | #N/A | #N/A | #N/A | #N/A | #N/A | #N/A | #N/A | #N/A | #N/A | #N/A | #N/A | #N/A | #N/A | #N/A | #N/A | #N/A | #N/A | #N/A | #N/A | #N/A | #N/A | #N/A | #N/A | #N/A | #N/A | #N/A | #N/A | #N/A | #N/A | #N/A | #N/A | #N/A | #N/A | #N/A | #N/A | #N/A | #N/A | #N/A | #N/A | #N/A | #N/A | #N/A | #N/A | #N/A | #N/A | #N/A | #N/A | #N/A | #N/A | #N/A | #N/A | #N/A | #N/A | #N/A | #N/A | #N/A | #N/A | #N/A | #N/A | #N/A | #N/A | #N/A | #N/A | #N/A | #N/A | #N/A | #N/A | #N/A | #N/A | #N/A | #N/A | #N/A | #N/A | #N/A
[11 empty] | 16 | 17.6871 | 0 | #REF! | 1 | English | #REF! | #REF! | #REF! | 0 | [14 empty] | R23 | -17 | 373 | 1.21 | 1.21 | 1.21 | 1.2 | 1.2 | 1.2 | 1.19 | 1.19 | 1.19 | 1.18 | 1.18 | 1.18 | 1.17 | 1.17 | 1.17 | 1.16 | 1.16 | 1.16 | 1.15 | 1.15 | 1.15 | 1.14 | 1.14 | 1.14 | 1.14 | 1.13 | 1.13 | 1.13 | 1.13 | 1.12 | 1.12 | 1.12 | 1.12 | 1.11 | 1.11 | 1.11 | 1.11 | 1.1 | 1.1 | 1.1 | 1.1 | 1.1 | 1.09 | 1.09 | 1.09 | 1.09 | 1.09 | 1.08 | 1.08 | 1.08 | 1.08 | 1.08 | 1.07 | 1.07 | 1.07 | 1.07 | #N/A | #N/A | #N/A | #N/A | #N/A | #N/A | #N/A | #N/A | #N/A | #N/A | #N/A | #N/A | #N/A | #N/A | #N/A | #N/A | #N/A | #N/A | #N/A | #N/A | #N/A | #N/A | #N/A | #N/A | #N/A | #N/A | #N/A | #N/A | #N/A | #N/A | #N/A | #N/A | #N/A | #N/A | #N/A | #N/A | #N/A | #N/A | #N/A | #N/A | #N/A | #N/A | #N/A | #N/A | #N/A | #N/A | #N/A | #N/A | #N/A | #N/A | #N/A | #N/A | #N/A | #N/A | #N/A | #N/A | #N/A | #N/A | #N/A | #N/A | #N/A | #N/A | #N/A | #N/A | #N/A | #N/A | #N/A | #N/A | #N/A | #N/A | #N/A | #N/A | #N/A | #N/A | #N/A
[35 empty] | R23 | -16 | 374 | 1.23 | 1.23 | 1.22 | 1.22 | 1.22 | 1.21 | 1.21 | 1.2 | 1.2 | 1.2 | 1.19 | 1.19 | 1.19 | 1.18 | 1.18 | 1.18 | 1.17 | 1.17 | 1.17 | 1.17 | 1.16 | 1.16 | 1.16 | 1.15 | 1.15 | 1.15 | 1.15 | 1.14 | 1.14 | 1.14 | 1.13 | 1.13 | 1.13 | 1.13 | 1.13 | 1.12 | 1.12 | 1.12 | 1.12 | 1.11 | 1.11 | 1.11 | 1.11 | 1.11 | 1.1 | 1.1 | 1.1 | 1.1 | 1.1 | 1.09 | 1.09 | 1.09 | 1.09 | 1.09 | 1.08 | 1.08 | #N/A | #N/A | #N/A | #N/A | #N/A | #N/A | #N/A | #N/A | #N/A | #N/A | #N/A | #N/A | #N/A | #N/A | #N/A | #N/A | #N/A | #N/A | #N/A | #N/A | #N/A | #N/A | #N/A | #N/A | #N/A | #N/A | #N/A | #N/A | #N/A | #N/A | #N/A | #N/A | #N/A | #N/A | #N/A | #N/A | #N/A | #N/A | #N/A | #N/A | #N/A | #N/A | #N/A | #N/A | #N/A | #N/A | #N/A | #N/A | #N/A | #N/A | #N/A | #N/A | #N/A | #N/A | #N/A | #N/A | #N/A | #N/A | #N/A | #N/A | #N/A | #N/A | #N/A | #N/A | #N/A | #N/A | #N/A | #N/A | #N/A | #N/A | #N/A | #N/A | #N/A | #N/A | #N/A
[35 empty] | R23 | -15 | 375 | 1.25 | 1.24 | 1.24 | 1.24 | 1.23 | 1.23 | 1.23 | 1.22 | 1.22 | 1.21 | 1.21 | 1.21 | 1.2 | 1.2 | 1.2 | 1.19 | 1.19 | 1.19 | 1.18 | 1.18 | 1.18 | 1.18 | 1.17 | 1.17 | 1.17 | 1.16 | 1.16 | 1.16 | 1.16 | 1.15 | 1.15 | 1.15 | 1.14 | 1.14 | 1.14 | 1.14 | 1.13 | 1.13 | 1.13 | 1.13 | 1.13 | 1.12 | 1.12 | 1.12 | 1.12 | 1.12 | 1.11 | 1.11 | 1.11 | 1.11 | 1.11 | 1.1 | 1.1 | 1.1 | 1.1 | 1.1 | #N/A | #N/A | #N/A | #N/A | #N/A | #N/A | #N/A | #N/A | #N/A | #N/A | #N/A | #N/A | #N/A | #N/A | #N/A | #N/A | #N/A | #N/A | #N/A | #N/A | #N/A | #N/A | #N/A | #N/A | #N/A | #N/A | #N/A | #N/A | #N/A | #N/A | #N/A | #N/A | #N/A | #N/A | #N/A | #N/A | #N/A | #N/A | #N/A | #N/A | #N/A | #N/A | #N/A | #N/A | #N/A | #N/A | #N/A | #N/A | #N/A | #N/A | #N/A | #N/A | #N/A | #N/A | #N/A | #N/A | #N/A | #N/A | #N/A | #N/A | #N/A | #N/A | #N/A | #N/A | #N/A | #N/A | #N/A | #N/A | #N/A | #N/A | #N/A | #N/A | #N/A | #N/A | #N/A
[35 empty] | R23 | -14 | 376 | 1.27 | 1.26 | 1.26 | 1.25 | 1.25 | 1.25 | 1.24 | 1.24 | 1.23 | 1.23 | 1.23 | 1.22 | 1.22 | 1.22 | 1.21 | 1.21 | 1.21 | 1.2 | 1.2 | 1.2 | 1.19 | 1.19 | 1.19 | 1.18 | 1.18 | 1.18 | 1.18 | 1.17 | 1.17 | 1.17 | 1.16 | 1.16 | 1.16 | 1.16 | 1.15 | 1.15 | 1.15 | 1.15 | 1.14 | 1.14 | 1.14 | 1.14 | 1.14 | 1.13 | 1.13 | 1.13 | 1.13 | 1.13 | 1.12 | 1.12 | 1.12 | 1.12 | 1.12 | 1.11 | 1.11 | 1.11 | #N/A | #N/A | #N/A | #N/A | #N/A | #N/A | #N/A | #N/A | #N/A | #N/A | #N/A | #N/A | #N/A | #N/A | #N/A | #N/A | #N/A | #N/A | #N/A | #N/A | #N/A | #N/A | #N/A | #N/A | #N/A | #N/A | #N/A | #N/A | #N/A | #N/A | #N/A | #N/A | #N/A | #N/A | #N/A | #N/A | #N/A | #N/A | #N/A | #N/A | #N/A | #N/A | #N/A | #N/A | #N/A | #N/A | #N/A | #N/A | #N/A | #N/A | #N/A | #N/A | #N/A | #N/A | #N/A | #N/A | #N/A | #N/A | #N/A | #N/A | #N/A | #N/A | #N/A | #N/A | #N/A | #N/A | #N/A | #N/A | #N/A | #N/A | #N/A | #N/A | #N/A | #N/A | #N/A
[35 empty] | R23 | -13 | 377 | 1.28 | 1.28 | 1.27 | 1.27 | 1.27 | 1.26 | 1.26 | 1.26 | 1.25 | 1.25 | 1.24 | 1.24 | 1.24 | 1.23 | 1.23 | 1.23 | 1.22 | 1.22 | 1.22 | 1.21 | 1.21 | 1.21 | 1.2 | 1.2 | 1.2 | 1.19 | 1.19 | 1.19 | 1.19 | 1.18 | 1.18 | 1.18 | 1.17 | 1.17 | 1.17 | 1.17 | 1.16 | 1.16 | 1.16 | 1.16 | 1.15 | 1.15 | 1.15 | 1.15 | 1.15 | 1.14 | 1.14 | 1.14 | 1.14 | 1.14 | 1.13 | 1.13 | 1.13 | 1.13 | 1.13 | 1.12 | #N/A | #N/A | #N/A | #N/A | #N/A | #N/A | #N/A | #N/A | #N/A | #N/A | #N/A | #N/A | #N/A | #N/A | #N/A | #N/A | #N/A | #N/A | #N/A | #N/A | #N/A | #N/A | #N/A | #N/A | #N/A | #N/A | #N/A | #N/A | #N/A | #N/A | #N/A | #N/A | #N/A | #N/A | #N/A | #N/A | #N/A | #N/A | #N/A | #N/A | #N/A | #N/A | #N/A | #N/A | #N/A | #N/A | #N/A | #N/A | #N/A | #N/A | #N/A | #N/A | #N/A | #N/A | #N/A | #N/A | #N/A | #N/A | #N/A | #N/A | #N/A | #N/A | #N/A | #N/A | #N/A | #N/A | #N/A | #N/A | #N/A | #N/A | #N/A | #N/A | #N/A | #N/A | #N/A
[35 empty] | R23 | -12 | 378 | 1.3 | 1.3 | 1.29 | 1.29 | 1.28 | 1.28 | 1.28 | 1.27 | 1.27 | 1.26 | 1.26 | 1.26 | 1.25 | 1.25 | 1.25 | 1.24 | 1.24 | 1.24 | 1.23 | 1.23 | 1.23 | 1.22 | 1.22 | 1.22 | 1.21 | 1.21 | 1.21 | 1.2 | 1.2 | 1.2 | 1.2 | 1.19 | 1.19 | 1.19 | 1.18 | 1.18 | 1.18 | 1.18 | 1.17 | 1.17 | 1.17 | 1.17 | 1.17 | 1.16 | 1.16 | 1.16 | 1.16 | 1.15 | 1.15 | 1.15 | 1.15 | 1.15 | 1.14 | 1.14 | 1.14 | 1.14 | #N/A | #N/A | #N/A | #N/A | #N/A | #N/A | #N/A | #N/A | #N/A | #N/A | #N/A | #N/A | #N/A | #N/A | #N/A | #N/A | #N/A | #N/A | #N/A | #N/A | #N/A | #N/A | #N/A | #N/A | #N/A | #N/A | #N/A | #N/A | #N/A | #N/A | #N/A | #N/A | #N/A | #N/A | #N/A | #N/A | #N/A | #N/A | #N/A | #N/A | #N/A | #N/A | #N/A | #N/A | #N/A | #N/A | #N/A | #N/A | #N/A | #N/A | #N/A | #N/A | #N/A | #N/A | #N/A | #N/A | #N/A | #N/A | #N/A | #N/A | #N/A | #N/A | #N/A | #N/A | #N/A | #N/A | #N/A | #N/A | #N/A | #N/A | #N/A | #N/A | #N/A | #N/A | #N/A
[35 empty] | R23 | -11 | 379 | 1.32 | 1.32 | 1.31 | 1.31 | 1.3 | 1.3 | 1.29 | 1.29 | 1.29 | 1.28 | 1.28 | 1.28 | 1.27 | 1.27 | 1.26 | 1.26 | 1.26 | 1.25 | 1.25 | 1.25 | 1.24 | 1.24 | 1.24 | 1.23 | 1.23 | 1.23 | 1.22 | 1.22 | 1.22 | 1.21 | 1.21 | 1.21 | 1.21 | 1.2 | 1.2 | 1.2 | 1.2 | 1.19 | 1.19 | 1.19 | 1.19 | 1.18 | 1.18 | 1.18 | 1.18 | 1.17 | 1.17 | 1.17 | 1.17 | 1.17 | 1.16 | 1.16 | 1.16 | 1.16 | 1.16 | 1.15 | #N/A | #N/A | #N/A | #N/A | #N/A | #N/A | #N/A | #N/A | #N/A | #N/A | #N/A | #N/A | #N/A | #N/A | #N/A | #N/A | #N/A | #N/A | #N/A | #N/A | #N/A | #N/A | #N/A | #N/A | #N/A | #N/A | #N/A | #N/A | #N/A | #N/A | #N/A | #N/A | #N/A | #N/A | #N/A | #N/A | #N/A | #N/A | #N/A | #N/A | #N/A | #N/A | #N/A | #N/A | #N/A | #N/A | #N/A | #N/A | #N/A | #N/A | #N/A | #N/A | #N/A | #N/A | #N/A | #N/A | #N/A | #N/A | #N/A | #N/A | #N/A | #N/A | #N/A | #N/A | #N/A | #N/A | #N/A | #N/A | #N/A | #N/A | #N/A | #N/A | #N/A | #N/A | #N/A
[35 empty] | R23 | -10 | 380 | 1.34 | 1.34 | 1.33 | 1.33 | 1.32 | 1.32 | 1.31 | 1.31 | 1.31 | 1.3 | 1.3 | 1.29 | 1.29 | 1.29 | 1.28 | 1.28 | 1.27 | 1.27 | 1.27 | 1.26 | 1.26 | 1.26 | 1.25 | 1.25 | 1.25 | 1.24 | 1.24 | 1.24 | 1.23 | 1.23 | 1.23 | 1.23 | 1.22 | 1.22 | 1.22 | 1.21 | 1.21 | 1.21 | 1.21 | 1.2 | 1.2 | 1.2 | 1.2 | 1.19 | 1.19 | 1.19 | 1.19 | 1.18 | 1.18 | 1.18 | 1.18 | 1.18 | 1.17 | 1.17 | 1.17 | 1.17 | #N/A | #N/A | #N/A | #N/A | #N/A | #N/A | #N/A | #N/A | #N/A | #N/A | #N/A | #N/A | #N/A | #N/A | #N/A | #N/A | #N/A | #N/A | #N/A | #N/A | #N/A | #N/A | #N/A | #N/A | #N/A | #N/A | #N/A | #N/A | #N/A | #N/A | #N/A | #N/A | #N/A | #N/A | #N/A | #N/A | #N/A | #N/A | #N/A | #N/A | #N/A | #N/A | #N/A | #N/A | #N/A | #N/A | #N/A | #N/A | #N/A | #N/A | #N/A | #N/A | #N/A | #N/A | #N/A | #N/A | #N/A | #N/A | #N/A | #N/A | #N/A | #N/A | #N/A | #N/A | #N/A | #N/A | #N/A | #N/A | #N/A | #N/A | #N/A | #N/A | #N/A | #N/A | #N/A
[35 empty] | R404A | -50 | 390 | #N/A | #N/A | #N/A | #N/A | #N/A | #N/A | #N/A | #N/A | #N/A | #N/A | #N/A | #N/A | #N/A | #N/A | #N/A | #N/A | #N/A | #N/A | #N/A | #N/A | #N/A | #N/A | #N/A | #N/A | #N/A | 0.51 | 0.51 | 0.51 | 0.51 | 0.5 | 0.5 | 0.5 | 0.5 | 0.5 | 0.5 | 0.49 | 0.49 | 0.49 | 0.49 | 0.49 | 0.49 | 0.48 | 0.48 | 0.48 | 0.48 | 0.48 | 0.48 | 0.48 | 0.47 | 0.47 | 0.47 | 0.47 | 0.47 | 0.47 | 0.47 | 0.46 | 0.46 | 0.46 | 0.46 | 0.46 | 0.46 | 0.46 | 0.46 | 0.45 | 0.45 | 0.45 | 0.45 | 0.45 | 0.45 | 0.45 | 0.45 | 0.44 | 0.44 | 0.44 | 0.44 | 0.44 | 0.44 | 0.44 | 0.44 | 0.43 | 0.43 | 0.43 | 0.43 | 0.43 | 0.43 | 0.43 | 0.43 | 0.43 | 0.43 | 0.42 | 0.42 | 0.42 | 0.42 | 0.42 | 0.42 | 0.42 | 0.42 | 0.42 | 0.42 | 0.41 | 0.41 | 0.41 | 0.41 | 0.41 | 0.41 | 0.41 | 0.41 | 0.41 | 0.41 | 0.41 | 0.41 | 0.4 | 0.4 | 0.4 | 0.4 | 0.4 | 0.4 | 0.4 | 0.4 | 0.4 | 0.4 | #N/A | #N/A | #N/A | #N/A | #N/A | #N/A | #N/A | #N/A | #N/A | #N/A
[35 empty] | R404A | -49 | 391 | #N/A | #N/A | #N/A | #N/A | #N/A | #N/A | #N/A | #N/A | #N/A | #N/A | #N/A | #N/A | #N/A | #N/A | #N/A | #N/A | #N/A | #N/A | #N/A | #N/A | #N/A | #N/A | #N/A | #N/A | #N/A | 0.51 | 0.51 | 0.51 | 0.51 | 0.51 | 0.51 | 0.5 | 0.5 | 0.5 | 0.5 | 0.5 | 0.5 | 0.49 | 0.49 | 0.49 | 0.49 | 0.49 | 0.49 | 0.49 | 0.48 | 0.48 | 0.48 | 0.48 | 0.48 | 0.48 | 0.47 | 0.47 | 0.47 | 0.47 | 0.47 | 0.47 | 0.47 | 0.47 | 0.46 | 0.46 | 0.46 | 0.46 | 0.46 | 0.46 | 0.46 | 0.45 | 0.45 | 0.45 | 0.45 | 0.45 | 0.45 | 0.45 | 0.45 | 0.44 | 0.44 | 0.44 | 0.44 | 0.44 | 0.44 | 0.44 | 0.44 | 0.44 | 0.43 | 0.43 | 0.43 | 0.43 | 0.43 | 0.43 | 0.43 | 0.43 | 0.43 | 0.42 | 0.42 | 0.42 | 0.42 | 0.42 | 0.42 | 0.42 | 0.42 | 0.42 | 0.42 | 0.42 | 0.41 | 0.41 | 0.41 | 0.41 | 0.41 | 0.41 | 0.41 | 0.41 | 0.41 | 0.41 | 0.41 | 0.41 | 0.4 | 0.4 | 0.4 | 0.4 | 0.4 | 0.4 | 0.4 | #N/A | #N/A | #N/A | #N/A | #N/A | #N/A | #N/A | #N/A | #N/A | #N/A
[35 empty] | R404A | -48 | 392 | #N/A | #N/A | #N/A | #N/A | #N/A | #N/A | #N/A | #N/A | #N/A | #N/A | #N/A | #N/A | #N/A | #N/A | #N/A | #N/A | #N/A | #N/A | #N/A | #N/A | #N/A | #N/A | #N/A | #N/A | #N/A | 0.52 | 0.52 | 0.52 | 0.51 | 0.51 | 0.51 | 0.51 | 0.51 | 0.5 | 0.5 | 0.5 | 0.5 | 0.5 | 0.5 | 0.5 | 0.49 | 0.49 | 0.49 | 0.49 | 0.49 | 0.49 | 0.48 | 0.48 | 0.48 | 0.48 | 0.48 | 0.48 | 0.48 | 0.47 | 0.47 | 0.47 | 0.47 | 0.47 | 0.47 | 0.47 | 0.46 | 0.46 | 0.46 | 0.46 | 0.46 | 0.46 | 0.46 | 0.46 | 0.45 | 0.45 | 0.45 | 0.45 | 0.45 | 0.45 | 0.45 | 0.45 | 0.44 | 0.44 | 0.44 | 0.44 | 0.44 | 0.44 | 0.44 | 0.44 | 0.44 | 0.43 | 0.43 | 0.43 | 0.43 | 0.43 | 0.43 | 0.43 | 0.43 | 0.43 | 0.42 | 0.42 | 0.42 | 0.42 | 0.42 | 0.42 | 0.42 | 0.42 | 0.42 | 0.42 | 0.42 | 0.41 | 0.41 | 0.41 | 0.41 | 0.41 | 0.41 | 0.41 | 0.41 | 0.41 | 0.41 | 0.41 | 0.41 | 0.41 | 0.4 | 0.4 | 0.4 | #N/A | #N/A | #N/A | #N/A | #N/A | #N/A | #N/A | #N/A | #N/A | #N/A
[35 empty] | R404A | -47 | 393 | #N/A | #N/A | #N/A | #N/A | #N/A | #N/A | #N/A | #N/A | #N/A | #N/A | #N/A | #N/A | #N/A | #N/A | #N/A | #N/A | #N/A | #N/A | #N/A | #N/A | #N/A | #N/A | #N/A | #N/A | #N/A | 0.52 | 0.52 | 0.52 | 0.52 | 0.52 | 0.51 | 0.51 | 0.51 | 0.51 | 0.51 | 0.51 | 0.5 | 0.5 | 0.5 | 0.5 | 0.5 | 0.5 | 0.49 | 0.49 | 0.49 | 0.49 | 0.49 | 0.49 | 0.48 | 0.48 | 0.48 | 0.48 | 0.48 | 0.48 | 0.48 | 0.47 | 0.47 | 0.47 | 0.47 | 0.47 | 0.47 | 0.47 | 0.46 | 0.46 | 0.46 | 0.46 | 0.46 | 0.46 | 0.46 | 0.46 | 0.45 | 0.45 | 0.45 | 0.45 | 0.45 | 0.45 | 0.45 | 0.45 | 0.44 | 0.44 | 0.44 | 0.44 | 0.44 | 0.44 | 0.44 | 0.44 | 0.44 | 0.43 | 0.43 | 0.43 | 0.43 | 0.43 | 0.43 | 0.43 | 0.43 | 0.43 | 0.43 | 0.42 | 0.42 | 0.42 | 0.42 | 0.42 | 0.42 | 0.42 | 0.42 | 0.42 | 0.42 | 0.42 | 0.41 | 0.41 | 0.41 | 0.41 | 0.41 | 0.41 | 0.41 | 0.41 | 0.41 | 0.41 | 0.41 | 0.41 | 0.41 | #N/A | #N/A | #N/A | #N/A | #N/A | #N/A | #N/A | #N/A | #N/A | #N/A
[35 empty] | R404A | -46 | 394 | #N/A | #N/A | #N/A | #N/A | #N/A | #N/A | #N/A | #N/A | #N/A | #N/A | #N/A | #N/A | #N/A | #N/A | #N/A | #N/A | #N/A | #N/A | #N/A | #N/A | #N/A | #N/A | #N/A | #N/A | #N/A | 0.53 | 0.53 | 0.52 | 0.52 | 0.52 | 0.52 | 0.52 | 0.51 | 0.51 | 0.51 | 0.51 | 0.51 | 0.51 | 0.5 | 0.5 | 0.5 | 0.5 | 0.5 | 0.5 | 0.49 | 0.49 | 0.49 | 0.49 | 0.49 | 0.49 | 0.49 | 0.48 | 0.48 | 0.48 | 0.48 | 0.48 | 0.48 | 0.48 | 0.47 | 0.47 | 0.47 | 0.47 | 0.47 | 0.47 | 0.47 | 0.46 | 0.46 | 0.46 | 0.46 | 0.46 | 0.46 | 0.46 | 0.46 | 0.45 | 0.45 | 0.45 | 0.45 | 0.45 | 0.45 | 0.45 | 0.45 | 0.44 | 0.44 | 0.44 | 0.44 | 0.44 | 0.44 | 0.44 | 0.44 | 0.44 | 0.43 | 0.43 | 0.43 | 0.43 | 0.43 | 0.43 | 0.43 | 0.43 | 0.43 | 0.43 | 0.42 | 0.42 | 0.42 | 0.42 | 0.42 | 0.42 | 0.42 | 0.42 | 0.42 | 0.42 | 0.42 | 0.41 | 0.41 | 0.41 | 0.41 | 0.41 | 0.41 | 0.41 | 0.41 | 0.41 | 0.41 | #N/A | #N/A | #N/A | #N/A | #N/A | #N/A | #N/A | #N/A | #N/A | #N/A
[35 empty] | R404A | -45 | 395 | #N/A | #N/A | #N/A | #N/A | #N/A | #N/A | #N/A | #N/A | #N/A | #N/A | #N/A | #N/A | #N/A | #N/A | #N/A | #N/A | #N/A | #N/A | #N/A | #N/A | #N/A | #N/A | #N/A | #N/A | #N/A | 0.53 | 0.53 | 0.53 | 0.53 | 0.52 | 0.52 | 0.52 | 0.52 | 0.52 | 0.52 | 0.51 | 0.51 | 0.51 | 0.51 | 0.51 | 0.51 | 0.5 | 0.5 | 0.5 | 0.5 | 0.5 | 0.5 | 0.49 | 0.49 | 0.49 | 0.49 | 0.49 | 0.49 | 0.48 | 0.48 | 0.48 | 0.48 | 0.48 | 0.48 | 0.48 | 0.47 | 0.47 | 0.47 | 0.47 | 0.47 | 0.47 | 0.47 | 0.46 | 0.46 | 0.46 | 0.46 | 0.46 | 0.46 | 0.46 | 0.46 | 0.45 | 0.45 | 0.45 | 0.45 | 0.45 | 0.45 | 0.45 | 0.45 | 0.45 | 0.44 | 0.44 | 0.44 | 0.44 | 0.44 | 0.44 | 0.44 | 0.44 | 0.44 | 0.43 | 0.43 | 0.43 | 0.43 | 0.43 | 0.43 | 0.43 | 0.43 | 0.43 | 0.43 | 0.42 | 0.42 | 0.42 | 0.42 | 0.42 | 0.42 | 0.42 | 0.42 | 0.42 | 0.42 | 0.42 | 0.42 | 0.41 | 0.41 | 0.41 | 0.41 | 0.41 | 0.41 | #N/A | #N/A | #N/A | #N/A | #N/A | #N/A | #N/A | #N/A | #N/A | #N/A
[35 empty] | R404A | -44 | 396 | #N/A | #N/A | #N/A | #N/A | #N/A | #N/A | #N/A | #N/A | #N/A | #N/A | #N/A | #N/A | #N/A | #N/A | #N/A | #N/A | #N/A | #N/A | #N/A | #N/A | #N/A | #N/A | #N/A | #N/A | #N/A | 0.54 | 0.53 | 0.53 | 0.53 | 0.53 | 0.53 | 0.52 | 0.52 | 0.52 | 0.52 | 0.52 | 0.52 | 0.51 | 0.51 | 0.51 | 0.51 | 0.51 | 0.51 | 0.5 | 0.5 | 0.5 | 0.5 | 0.5 | 0.5 | 0.49 | 0.49 | 0.49 | 0.49 | 0.49 | 0.49 | 0.49 | 0.48 | 0.48 | 0.48 | 0.48 | 0.48 | 0.48 | 0.48 | 0.47 | 0.47 | 0.47 | 0.47 | 0.47 | 0.47 | 0.47 | 0.46 | 0.46 | 0.46 | 0.46 | 0.46 | 0.46 | 0.46 | 0.46 | 0.45 | 0.45 | 0.45 | 0.45 | 0.45 | 0.45 | 0.45 | 0.45 | 0.44 | 0.44 | 0.44 | 0.44 | 0.44 | 0.44 | 0.44 | 0.44 | 0.44 | 0.44 | 0.43 | 0.43 | 0.43 | 0.43 | 0.43 | 0.43 | 0.43 | 0.43 | 0.43 | 0.43 | 0.42 | 0.42 | 0.42 | 0.42 | 0.42 | 0.42 | 0.42 | 0.42 | 0.42 | 0.42 | 0.42 | 0.42 | 0.41 | 0.41 | 0.41 | #N/A | #N/A | #N/A | #N/A | #N/A | #N/A | #N/A | #N/A | #N/A | #N/A
[35 empty] | R404A | -43 | 397 | #N/A | #N/A | #N/A | #N/A | #N/A | #N/A | #N/A | #N/A | #N/A | #N/A | #N/A | #N/A | #N/A | #N/A | #N/A | #N/A | #N/A | #N/A | #N/A | #N/A | #N/A | #N/A | #N/A | #N/A | #N/A | 0.54 | 0.54 | 0.54 | 0.53 | 0.53 | 0.53 | 0.53 | 0.53 | 0.53 | 0.52 | 0.52 | 0.52 | 0.52 | 0.52 | 0.51 | 0.51 | 0.51 | 0.51 | 0.51 | 0.51 | 0.5 | 0.5 | 0.5 | 0.5 | 0.5 | 0.5 | 0.5 | 0.49 | 0.49 | 0.49 | 0.49 | 0.49 | 0.49 | 0.48 | 0.48 | 0.48 | 0.48 | 0.48 | 0.48 | 0.48 | 0.47 | 0.47 | 0.47 | 0.47 | 0.47 | 0.47 | 0.47 | 0.47 | 0.46 | 0.46 | 0.46 | 0.46 | 0.46 | 0.46 | 0.46 | 0.46 | 0.45 | 0.45 | 0.45 | 0.45 | 0.45 | 0.45 | 0.45 | 0.45 | 0.44 | 0.44 | 0.44 | 0.44 | 0.44 | 0.44 | 0.44 | 0.44 | 0.44 | 0.44 | 0.43 | 0.43 | 0.43 | 0.43 | 0.43 | 0.43 | 0.43 | 0.43 | 0.43 | 0.43 | 0.42 | 0.42 | 0.42 | 0.42 | 0.42 | 0.42 | 0.42 | 0.42 | 0.42 | 0.42 | 0.42 | 0.42 | #N/A | #N/A | #N/A | #N/A | #N/A | #N/A | #N/A | #N/A | #N/A | #N/A
[35 empty] | R404A | -42 | 398 | #N/A | #N/A | #N/A | #N/A | #N/A | #N/A | #N/A | #N/A | #N/A | #N/A | #N/A | #N/A | #N/A | #N/A | #N/A | #N/A | #N/A | #N/A | #N/A | #N/A | #N/A | #N/A | #N/A | #N/A | #N/A | 0.54 | 0.54 | 0.54 | 0.54 | 0.54 | 0.53 | 0.53 | 0.53 | 0.53 | 0.53 | 0.53 | 0.52 | 0.52 | 0.52 | 0.52 | 0.52 | 0.52 | 0.51 | 0.51 | 0.51 | 0.51 | 0.51 | 0.51 | 0.5 | 0.5 | 0.5 | 0.5 | 0.5 | 0.5 | 0.49 | 0.49 | 0.49 | 0.49 | 0.49 | 0.49 | 0.49 | 0.48 | 0.48 | 0.48 | 0.48 | 0.48 | 0.48 | 0.48 | 0.47 | 0.47 | 0.47 | 0.47 | 0.47 | 0.47 | 0.47 | 0.46 | 0.46 | 0.46 | 0.46 | 0.46 | 0.46 | 0.46 | 0.46 | 0.45 | 0.45 | 0.45 | 0.45 | 0.45 | 0.45 | 0.45 | 0.45 | 0.45 | 0.44 | 0.44 | 0.44 | 0.44 | 0.44 | 0.44 | 0.44 | 0.44 | 0.44 | 0.44 | 0.43 | 0.43 | 0.43 | 0.43 | 0.43 | 0.43 | 0.43 | 0.43 | 0.43 | 0.43 | 0.43 | 0.42 | 0.42 | 0.42 | 0.42 | 0.42 | 0.42 | 0.42 | 0.42 | #N/A | #N/A | #N/A | #N/A | #N/A | #N/A | #N/A | #N/A | #N/A | #N/A
[35 empty] | R404A | -41 | 399 | #N/A | #N/A | #N/A | #N/A | #N/A | #N/A | #N/A | #N/A | #N/A | #N/A | #N/A | #N/A | #N/A | #N/A | #N/A | #N/A | #N/A | #N/A | #N/A | #N/A | #N/A | #N/A | #N/A | #N/A | #N/A | 0.55 | 0.55 | 0.54 | 0.54 | 0.54 | 0.54 | 0.54 | 0.54 | 0.53 | 0.53 | 0.53 | 0.53 | 0.53 | 0.52 | 0.52 | 0.52 | 0.52 | 0.52 | 0.52 | 0.51 | 0.51 | 0.51 | 0.51 | 0.51 | 0.51 | 0.5 | 0.5 | 0.5 | 0.5 | 0.5 | 0.5 | 0.49 | 0.49 | 0.49 | 0.49 | 0.49 | 0.49 | 0.49 | 0.48 | 0.48 | 0.48 | 0.48 | 0.48 | 0.48 | 0.48 | 0.47 | 0.47 | 0.47 | 0.47 | 0.47 | 0.47 | 0.47 | 0.47 | 0.46 | 0.46 | 0.46 | 0.46 | 0.46 | 0.46 | 0.46 | 0.46 | 0.45 | 0.45 | 0.45 | 0.45 | 0.45 | 0.45 | 0.45 | 0.45 | 0.45 | 0.44 | 0.44 | 0.44 | 0.44 | 0.44 | 0.44 | 0.44 | 0.44 | 0.44 | 0.44 | 0.43 | 0.43 | 0.43 | 0.43 | 0.43 | 0.43 | 0.43 | 0.43 | 0.43 | 0.43 | 0.43 | 0.42 | 0.42 | 0.42 | 0.42 | 0.42 | #N/A | #N/A | #N/A | #N/A | #N/A | #N/A | #N/A | #N/A | #N/A | #N/A
[35 empty] | R404A | -40 | 400 | #N/A | #N/A | #N/A | #N/A | #N/A | #N/A | #N/A | #N/A | #N/A | #N/A | #N/A | #N/A | #N/A | #N/A | #N/A | #N/A | #N/A | #N/A | #N/A | #N/A | #N/A | #N/A | #N/A | #N/A | #N/A | 0.55 | 0.55 | 0.55 | 0.55 | 0.55 | 0.54 | 0.54 | 0.54 | 0.54 | 0.54 | 0.53 | 0.53 | 0.53 | 0.53 | 0.53 | 0.53 | 0.52 | 0.52 | 0.52 | 0.52 | 0.52 | 0.51 | 0.51 | 0.51 | 0.51 | 0.51 | 0.51 | 0.5 | 0.5 | 0.5 | 0.5 | 0.5 | 0.5 | 0.5 | 0.49 | 0.49 | 0.49 | 0.49 | 0.49 | 0.49 | 0.49 | 0.48 | 0.48 | 0.48 | 0.48 | 0.48 | 0.48 | 0.48 | 0.47 | 0.47 | 0.47 | 0.47 | 0.47 | 0.47 | 0.47 | 0.46 | 0.46 | 0.46 | 0.46 | 0.46 | 0.46 | 0.46 | 0.46 | 0.46 | 0.45 | 0.45 | 0.45 | 0.45 | 0.45 | 0.45 | 0.45 | 0.45 | 0.45 | 0.44 | 0.44 | 0.44 | 0.44 | 0.44 | 0.44 | 0.44 | 0.44 | 0.44 | 0.44 | 0.43 | 0.43 | 0.43 | 0.43 | 0.43 | 0.43 | 0.43 | 0.43 | 0.43 | 0.43 | 0.43 | 0.43 | 0.42 | #N/A | #N/A | #N/A | #N/A | #N/A | #N/A | #N/A | #N/A | #N/A | #N/A
[35 empty] | R404A | -39 | 401 | #N/A | #N/A | #N/A | #N/A | #N/A | #N/A | #N/A | #N/A | #N/A | #N/A | #N/A | #N/A | #N/A | #N/A | #N/A | #N/A | #N/A | #N/A | #N/A | #N/A | #N/A | #N/A | #N/A | #N/A | #N/A | 0.56 | 0.56 | 0.55 | 0.55 | 0.55 | 0.55 | 0.55 | 0.54 | 0.54 | 0.54 | 0.54 | 0.54 | 0.53 | 0.53 | 0.53 | 0.53 | 0.53 | 0.53 | 0.52 | 0.52 | 0.52 | 0.52 | 0.52 | 0.52 | 0.51 | 0.51 | 0.51 | 0.51 | 0.51 | 0.51 | 0.5 | 0.5 | 0.5 | 0.5 | 0.5 | 0.5 | 0.49 | 0.49 | 0.49 | 0.49 | 0.49 | 0.49 | 0.49 | 0.48 | 0.48 | 0.48 | 0.48 | 0.48 | 0.48 | 0.48 | 0.47 | 0.47 | 0.47 | 0.47 | 0.47 | 0.47 | 0.47 | 0.47 | 0.46 | 0.46 | 0.46 | 0.46 | 0.46 | 0.46 | 0.46 | 0.46 | 0.46 | 0.45 | 0.45 | 0.45 | 0.45 | 0.45 | 0.45 | 0.45 | 0.45 | 0.45 | 0.44 | 0.44 | 0.44 | 0.44 | 0.44 | 0.44 | 0.44 | 0.44 | 0.44 | 0.44 | 0.43 | 0.43 | 0.43 | 0.43 | 0.43 | 0.43 | 0.43 | 0.43 | 0.43 | 0.43 | #N/A | #N/A | #N/A | #N/A | #N/A | #N/A | #N/A | #N/A | #N/A | #N/A
[35 empty] | R404A | -38 | 402 | #N/A | #N/A | #N/A | #N/A | #N/A | #N/A | #N/A | #N/A | #N/A | #N/A | #N/A | #N/A | #N/A | #N/A | #N/A | #N/A | #N/A | #N/A | #N/A | #N/A | #N/A | #N/A | #N/A | #N/A | #N/A | 0.56 | 0.56 | 0.56 | 0.56 | 0.55 | 0.55 | 0.55 | 0.55 | 0.55 | 0.55 | 0.54 | 0.54 | 0.54 | 0.54 | 0.54 | 0.53 | 0.53 | 0.53 | 0.53 | 0.53 | 0.52 | 0.52 | 0.52 | 0.52 | 0.52 | 0.52 | 0.51 | 0.51 | 0.51 | 0.51 | 0.51 | 0.51 | 0.5 | 0.5 | 0.5 | 0.5 | 0.5 | 0.5 | 0.5 | 0.49 | 0.49 | 0.49 | 0.49 | 0.49 | 0.49 | 0.49 | 0.48 | 0.48 | 0.48 | 0.48 | 0.48 | 0.48 | 0.48 | 0.47 | 0.47 | 0.47 | 0.47 | 0.47 | 0.47 | 0.47 | 0.47 | 0.46 | 0.46 | 0.46 | 0.46 | 0.46 | 0.46 | 0.46 | 0.46 | 0.45 | 0.45 | 0.45 | 0.45 | 0.45 | 0.45 | 0.45 | 0.45 | 0.45 | 0.45 | 0.44 | 0.44 | 0.44 | 0.44 | 0.44 | 0.44 | 0.44 | 0.44 | 0.44 | 0.44 | 0.44 | 0.43 | 0.43 | 0.43 | 0.43 | 0.43 | 0.43 | #N/A | #N/A | #N/A | #N/A | #N/A | #N/A | #N/A | #N/A | #N/A | #N/A
[35 empty] | R404A | -37 | 403 | #N/A | #N/A | #N/A | #N/A | #N/A | #N/A | #N/A | #N/A | #N/A | #N/A | #N/A | #N/A | #N/A | #N/A | #N/A | #N/A | #N/A | #N/A | #N/A | #N/A | #N/A | #N/A | #N/A | #N/A | #N/A | 0.57 | 0.57 | 0.56 | 0.56 | 0.56 | 0.56 | 0.56 | 0.55 | 0.55 | 0.55 | 0.55 | 0.55 | 0.54 | 0.54 | 0.54 | 0.54 | 0.54 | 0.53 | 0.53 | 0.53 | 0.53 | 0.53 | 0.53 | 0.52 | 0.52 | 0.52 | 0.52 | 0.52 | 0.52 | 0.51 | 0.51 | 0.51 | 0.51 | 0.51 | 0.51 | 0.5 | 0.5 | 0.5 | 0.5 | 0.5 | 0.5 | 0.49 | 0.49 | 0.49 | 0.49 | 0.49 | 0.49 | 0.49 | 0.48 | 0.48 | 0.48 | 0.48 | 0.48 | 0.48 | 0.48 | 0.48 | 0.47 | 0.47 | 0.47 | 0.47 | 0.47 | 0.47 | 0.47 | 0.47 | 0.46 | 0.46 | 0.46 | 0.46 | 0.46 | 0.46 | 0.46 | 0.46 | 0.45 | 0.45 | 0.45 | 0.45 | 0.45 | 0.45 | 0.45 | 0.45 | 0.45 | 0.45 | 0.44 | 0.44 | 0.44 | 0.44 | 0.44 | 0.44 | 0.44 | 0.44 | 0.44 | 0.44 | 0.44 | 0.43 | 0.43 | 0.43 | #N/A | #N/A | #N/A | #N/A | #N/A | #N/A | #N/A | #N/A | #N/A | #N/A
[35 empty] | R404A | -36 | 404 | #N/A | #N/A | #N/A | #N/A | #N/A | #N/A | #N/A | #N/A | #N/A | #N/A | #N/A | #N/A | #N/A | #N/A | #N/A | #N/A | #N/A | #N/A | #N/A | #N/A | #N/A | #N/A | #N/A | #N/A | #N/A | 0.57 | 0.57 | 0.57 | 0.57 | 0.56 | 0.56 | 0.56 | 0.56 | 0.56 | 0.55 | 0.55 | 0.55 | 0.55 | 0.55 | 0.54 | 0.54 | 0.54 | 0.54 | 0.54 | 0.54 | 0.53 | 0.53 | 0.53 | 0.53 | 0.53 | 0.52 | 0.52 | 0.52 | 0.52 | 0.52 | 0.52 | 0.51 | 0.51 | 0.51 | 0.51 | 0.51 | 0.51 | 0.5 | 0.5 | 0.5 | 0.5 | 0.5 | 0.5 | 0.5 | 0.49 | 0.49 | 0.49 | 0.49 | 0.49 | 0.49 | 0.49 | 0.48 | 0.48 | 0.48 | 0.48 | 0.48 | 0.48 | 0.48 | 0.47 | 0.47 | 0.47 | 0.47 | 0.47 | 0.47 | 0.47 | 0.47 | 0.47 | 0.46 | 0.46 | 0.46 | 0.46 | 0.46 | 0.46 | 0.46 | 0.46 | 0.45 | 0.45 | 0.45 | 0.45 | 0.45 | 0.45 | 0.45 | 0.45 | 0.45 | 0.45 | 0.44 | 0.44 | 0.44 | 0.44 | 0.44 | 0.44 | 0.44 | 0.44 | 0.44 | 0.44 | 0.44 | #N/A | #N/A | #N/A | #N/A | #N/A | #N/A | #N/A | #N/A | #N/A | #N/A
[35 empty] | R404A | -35 | 405 | #N/A | #N/A | #N/A | #N/A | #N/A | #N/A | #N/A | #N/A | #N/A | #N/A | #N/A | #N/A | #N/A | #N/A | #N/A | #N/A | #N/A | #N/A | #N/A | #N/A | #N/A | #N/A | #N/A | #N/A | #N/A | 0.58 | 0.58 | 0.57 | 0.57 | 0.57 | 0.57 | 0.57 | 0.56 | 0.56 | 0.56 | 0.56 | 0.56 | 0.55 | 0.55 | 0.55 | 0.55 | 0.55 | 0.54 | 0.54 | 0.54 | 0.54 | 0.54 | 0.53 | 0.53 | 0.53 | 0.53 | 0.53 | 0.53 | 0.52 | 0.52 | 0.52 | 0.52 | 0.52 | 0.52 | 0.51 | 0.51 | 0.51 | 0.51 | 0.51 | 0.51 | 0.5 | 0.5 | 0.5 | 0.5 | 0.5 | 0.5 | 0.5 | 0.49 | 0.49 | 0.49 | 0.49 | 0.49 | 0.49 | 0.49 | 0.48 | 0.48 | 0.48 | 0.48 | 0.48 | 0.48 | 0.48 | 0.47 | 0.47 | 0.47 | 0.47 | 0.47 | 0.47 | 0.47 | 0.47 | 0.46 | 0.46 | 0.46 | 0.46 | 0.46 | 0.46 | 0.46 | 0.46 | 0.46 | 0.45 | 0.45 | 0.45 | 0.45 | 0.45 | 0.45 | 0.45 | 0.45 | 0.45 | 0.45 | 0.45 | 0.44 | 0.44 | 0.44 | 0.44 | 0.44 | 0.44 | 0.44 | #N/A | #N/A | #N/A | #N/A | #N/A | #N/A | #N/A | #N/A | #N/A | #N/A
[35 empty] | R404A | -34 | 406 | #N/A | #N/A | #N/A | #N/A | #N/A | #N/A | #N/A | #N/A | #N/A | #N/A | #N/A | #N/A | #N/A | #N/A | #N/A | #N/A | #N/A | #N/A | #N/A | #N/A | #N/A | #N/A | #N/A | #N/A | #N/A | 0.58 | 0.58 | 0.58 | 0.58 | 0.57 | 0.57 | 0.57 | 0.57 | 0.57 | 0.56 | 0.56 | 0.56 | 0.56 | 0.56 | 0.55 | 0.55 | 0.55 | 0.55 | 0.55 | 0.54 | 0.54 | 0.54 | 0.54 | 0.54 | 0.54 | 0.53 | 0.53 | 0.53 | 0.53 | 0.53 | 0.52 | 0.52 | 0.52 | 0.52 | 0.52 | 0.52 | 0.51 | 0.51 | 0.51 | 0.51 | 0.51 | 0.51 | 0.5 | 0.5 | 0.5 | 0.5 | 0.5 | 0.5 | 0.5 | 0.49 | 0.49 | 0.49 | 0.49 | 0.49 | 0.49 | 0.49 | 0.48 | 0.48 | 0.48 | 0.48 | 0.48 | 0.48 | 0.48 | 0.48 | 0.47 | 0.47 | 0.47 | 0.47 | 0.47 | 0.47 | 0.47 | 0.47 | 0.46 | 0.46 | 0.46 | 0.46 | 0.46 | 0.46 | 0.46 | 0.46 | 0.46 | 0.46 | 0.45 | 0.45 | 0.45 | 0.45 | 0.45 | 0.45 | 0.45 | 0.45 | 0.45 | 0.45 | 0.44 | 0.44 | 0.44 | 0.44 | #N/A | #N/A | #N/A | #N/A | #N/A | #N/A | #N/A | #N/A | #N/A | #N/A
[35 empty] | R404A | -33 | 407 | #N/A | #N/A | #N/A | #N/A | #N/A | #N/A | #N/A | #N/A | #N/A | #N/A | #N/A | #N/A | #N/A | #N/A | #N/A | #N/A | #N/A | #N/A | #N/A | #N/A | #N/A | #N/A | #N/A | #N/A | #N/A | 0.59 | 0.59 | 0.58 | 0.58 | 0.58 | 0.58 | 0.57 | 0.57 | 0.57 | 0.57 | 0.57 | 0.56 | 0.56 | 0.56 | 0.56 | 0.56 | 0.55 | 0.55 | 0.55 | 0.55 | 0.55 | 0.55 | 0.54 | 0.54 | 0.54 | 0.54 | 0.54 | 0.53 | 0.53 | 0.53 | 0.53 | 0.53 | 0.53 | 0.52 | 0.52 | 0.52 | 0.52 | 0.52 | 0.52 | 0.51 | 0.51 | 0.51 | 0.51 | 0.51 | 0.51 | 0.5 | 0.5 | 0.5 | 0.5 | 0.5 | 0.5 | 0.5 | 0.49 | 0.49 | 0.49 | 0.49 | 0.49 | 0.49 | 0.49 | 0.48 | 0.48 | 0.48 | 0.48 | 0.48 | 0.48 | 0.48 | 0.48 | 0.47 | 0.47 | 0.47 | 0.47 | 0.47 | 0.47 | 0.47 | 0.47 | 0.46 | 0.46 | 0.46 | 0.46 | 0.46 | 0.46 | 0.46 | 0.46 | 0.46 | 0.46 | 0.45 | 0.45 | 0.45 | 0.45 | 0.45 | 0.45 | 0.45 | 0.45 | 0.45 | 0.45 | 0.45 | #N/A | #N/A | #N/A | #N/A | #N/A | #N/A | #N/A | #N/A | #N/A | #N/A
[35 empty] | R404A | -32 | 408 | #N/A | #N/A | #N/A | #N/A | #N/A | #N/A | #N/A | #N/A | #N/A | #N/A | #N/A | #N/A | #N/A | #N/A | #N/A | #N/A | #N/A | #N/A | #N/A | #N/A | #N/A | #N/A | #N/A | #N/A | #N/A | 0.59 | 0.59 | 0.59 | 0.59 | 0.58 | 0.58 | 0.58 | 0.58 | 0.58 | 0.57 | 0.57 | 0.57 | 0.57 | 0.57 | 0.56 | 0.56 | 0.56 | 0.56 | 0.56 | 0.55 | 0.55 | 0.55 | 0.55 | 0.55 | 0.54 | 0.54 | 0.54 | 0.54 | 0.54 | 0.53 | 0.53 | 0.53 | 0.53 | 0.53 | 0.53 | 0.52 | 0.52 | 0.52 | 0.52 | 0.52 | 0.52 | 0.51 | 0.51 | 0.51 | 0.51 | 0.51 | 0.51 | 0.51 | 0.5 | 0.5 | 0.5 | 0.5 | 0.5 | 0.5 | 0.49 | 0.49 | 0.49 | 0.49 | 0.49 | 0.49 | 0.49 | 0.49 | 0.48 | 0.48 | 0.48 | 0.48 | 0.48 | 0.48 | 0.48 | 0.48 | 0.47 | 0.47 | 0.47 | 0.47 | 0.47 | 0.47 | 0.47 | 0.47 | 0.47 | 0.46 | 0.46 | 0.46 | 0.46 | 0.46 | 0.46 | 0.46 | 0.46 | 0.46 | 0.45 | 0.45 | 0.45 | 0.45 | 0.45 | 0.45 | 0.45 | 0.45 | #N/A | #N/A | #N/A | #N/A | #N/A | #N/A | #N/A | #N/A | #N/A | #N/A
[35 empty] | R404A | -31 | 409 | #N/A | #N/A | #N/A | #N/A | #N/A | #N/A | #N/A | #N/A | #N/A | #N/A | #N/A | #N/A | #N/A | #N/A | #N/A | #N/A | #N/A | #N/A | #N/A | #N/A | #N/A | #N/A | #N/A | #N/A | #N/A | 0.6 | 0.6 | 0.59 | 0.59 | 0.59 | 0.59 | 0.59 | 0.58 | 0.58 | 0.58 | 0.58 | 0.57 | 0.57 | 0.57 | 0.57 | 0.57 | 0.56 | 0.56 | 0.56 | 0.56 | 0.56 | 0.55 | 0.55 | 0.55 | 0.55 | 0.55 | 0.54 | 0.54 | 0.54 | 0.54 | 0.54 | 0.54 | 0.53 | 0.53 | 0.53 | 0.53 | 0.53 | 0.53 | 0.52 | 0.52 | 0.52 | 0.52 | 0.52 | 0.52 | 0.51 | 0.51 | 0.51 | 0.51 | 0.51 | 0.51 | 0.5 | 0.5 | 0.5 | 0.5 | 0.5 | 0.5 | 0.5 | 0.49 | 0.49 | 0.49 | 0.49 | 0.49 | 0.49 | 0.49 | 0.49 | 0.48 | 0.48 | 0.48 | 0.48 | 0.48 | 0.48 | 0.48 | 0.48 | 0.47 | 0.47 | 0.47 | 0.47 | 0.47 | 0.47 | 0.47 | 0.47 | 0.47 | 0.46 | 0.46 | 0.46 | 0.46 | 0.46 | 0.46 | 0.46 | 0.46 | 0.46 | 0.46 | 0.45 | 0.45 | 0.45 | 0.45 | #N/A | #N/A | #N/A | #N/A | #N/A | #N/A | #N/A | #N/A | #N/A | #N/A
[35 empty] | R404A | -30 | 410 | #N/A | #N/A | #N/A | #N/A | #N/A | #N/A | #N/A | #N/A | #N/A | #N/A | #N/A | #N/A | #N/A | #N/A | #N/A | #N/A | #N/A | #N/A | #N/A | #N/A | #N/A | #N/A | #N/A | #N/A | #N/A | 0.6 | 0.6 | 0.6 | 0.6 | 0.6 | 0.59 | 0.59 | 0.59 | 0.59 | 0.58 | 0.58 | 0.58 | 0.58 | 0.58 | 0.57 | 0.57 | 0.57 | 0.57 | 0.57 | 0.56 | 0.56 | 0.56 | 0.56 | 0.56 | 0.55 | 0.55 | 0.55 | 0.55 | 0.55 | 0.54 | 0.54 | 0.54 | 0.54 | 0.54 | 0.53 | 0.53 | 0.53 | 0.53 | 0.53 | 0.53 | 0.52 | 0.52 | 0.52 | 0.52 | 0.52 | 0.52 | 0.51 | 0.51 | 0.51 | 0.51 | 0.51 | 0.51 | 0.51 | 0.5 | 0.5 | 0.5 | 0.5 | 0.5 | 0.5 | 0.5 | 0.49 | 0.49 | 0.49 | 0.49 | 0.49 | 0.49 | 0.49 | 0.49 | 0.48 | 0.48 | 0.48 | 0.48 | 0.48 | 0.48 | 0.48 | 0.48 | 0.47 | 0.47 | 0.47 | 0.47 | 0.47 | 0.47 | 0.47 | 0.47 | 0.47 | 0.46 | 0.46 | 0.46 | 0.46 | 0.46 | 0.46 | 0.46 | 0.46 | 0.46 | 0.46 | 0.46 | #N/A | #N/A | #N/A | #N/A | #N/A | #N/A | #N/A | #N/A | #N/A | #N/A
[35 empty] | R404A | -29 | 411 | #N/A | #N/A | #N/A | #N/A | #N/A | #N/A | #N/A | #N/A | #N/A | #N/A | #N/A | #N/A | #N/A | #N/A | #N/A | #N/A | #N/A | #N/A | #N/A | #N/A | #N/A | #N/A | #N/A | #N/A | #N/A | 0.61 | 0.61 | 0.61 | 0.6 | 0.6 | 0.6 | 0.6 | 0.59 | 0.59 | 0.59 | 0.59 | 0.58 | 0.58 | 0.58 | 0.58 | 0.58 | 0.57 | 0.57 | 0.57 | 0.57 | 0.57 | 0.56 | 0.56 | 0.56 | 0.56 | 0.56 | 0.55 | 0.55 | 0.55 | 0.55 | 0.55 | 0.54 | 0.54 | 0.54 | 0.54 | 0.54 | 0.54 | 0.53 | 0.53 | 0.53 | 0.53 | 0.53 | 0.53 | 0.52 | 0.52 | 0.52 | 0.52 | 0.52 | 0.52 | 0.51 | 0.51 | 0.51 | 0.51 | 0.51 | 0.51 | 0.51 | 0.5 | 0.5 | 0.5 | 0.5 | 0.5 | 0.5 | 0.5 | 0.49 | 0.49 | 0.49 | 0.49 | 0.49 | 0.49 | 0.49 | 0.49 | 0.48 | 0.48 | 0.48 | 0.48 | 0.48 | 0.48 | 0.48 | 0.48 | 0.47 | 0.47 | 0.47 | 0.47 | 0.47 | 0.47 | 0.47 | 0.47 | 0.47 | 0.47 | 0.46 | 0.46 | 0.46 | 0.46 | 0.46 | 0.46 | 0.46 | #N/A | #N/A | #N/A | #N/A | #N/A | #N/A | #N/A | #N/A | #N/A | #N/A
[35 empty] | R404A | -28 | 412 | #N/A | #N/A | #N/A | #N/A | #N/A | #N/A | #N/A | #N/A | #N/A | #N/A | #N/A | #N/A | #N/A | #N/A | #N/A | #N/A | #N/A | #N/A | #N/A | #N/A | #N/A | #N/A | #N/A | #N/A | #N/A | 0.62 | 0.61 | 0.61 | 0.61 | 0.61 | 0.6 | 0.6 | 0.6 | 0.6 | 0.59 | 0.59 | 0.59 | 0.59 | 0.59 | 0.58 | 0.58 | 0.58 | 0.58 | 0.58 | 0.57 | 0.57 | 0.57 | 0.57 | 0.56 | 0.56 | 0.56 | 0.56 | 0.56 | 0.56 | 0.55 | 0.55 | 0.55 | 0.55 | 0.55 | 0.54 | 0.54 | 0.54 | 0.54 | 0.54 | 0.54 | 0.53 | 0.53 | 0.53 | 0.53 | 0.53 | 0.52 | 0.52 | 0.52 | 0.52 | 0.52 | 0.52 | 0.52 | 0.51 | 0.51 | 0.51 | 0.51 | 0.51 | 0.51 | 0.5 | 0.5 | 0.5 | 0.5 | 0.5 | 0.5 | 0.5 | 0.5 | 0.49 | 0.49 | 0.49 | 0.49 | 0.49 | 0.49 | 0.49 | 0.49 | 0.48 | 0.48 | 0.48 | 0.48 | 0.48 | 0.48 | 0.48 | 0.48 | 0.47 | 0.47 | 0.47 | 0.47 | 0.47 | 0.47 | 0.47 | 0.47 | 0.47 | 0.47 | 0.46 | 0.46 | 0.46 | 0.46 | #N/A | #N/A | #N/A | #N/A | #N/A | #N/A | #N/A | #N/A | #N/A | #N/A
[35 empty] | R404A | -27 | 413 | #N/A | #N/A | #N/A | #N/A | #N/A | #N/A | #N/A | #N/A | #N/A | #N/A | #N/A | #N/A | #N/A | #N/A | #N/A | #N/A | #N/A | #N/A | #N/A | #N/A | #N/A | #N/A | #N/A | #N/A | #N/A | 0.62 | 0.62 | 0.62 | 0.61 | 0.61 | 0.61 | 0.61 | 0.6 | 0.6 | 0.6 | 0.6 | 0.6 | 0.59 | 0.59 | 0.59 | 0.59 | 0.58 | 0.58 | 0.58 | 0.58 | 0.58 | 0.57 | 0.57 | 0.57 | 0.57 | 0.57 | 0.56 | 0.56 | 0.56 | 0.56 | 0.56 | 0.55 | 0.55 | 0.55 | 0.55 | 0.55 | 0.54 | 0.54 | 0.54 | 0.54 | 0.54 | 0.54 | 0.53 | 0.53 | 0.53 | 0.53 | 0.53 | 0.53 | 0.52 | 0.52 | 0.52 | 0.52 | 0.52 | 0.52 | 0.51 | 0.51 | 0.51 | 0.51 | 0.51 | 0.51 | 0.51 | 0.5 | 0.5 | 0.5 | 0.5 | 0.5 | 0.5 | 0.5 | 0.5 | 0.49 | 0.49 | 0.49 | 0.49 | 0.49 | 0.49 | 0.49 | 0.49 | 0.48 | 0.48 | 0.48 | 0.48 | 0.48 | 0.48 | 0.48 | 0.48 | 0.48 | 0.47 | 0.47 | 0.47 | 0.47 | 0.47 | 0.47 | 0.47 | 0.47 | 0.47 | 0.47 | #N/A | #N/A | #N/A | #N/A | #N/A | #N/A | #N/A | #N/A | #N/A | #N/A
[35 empty] | R404A | -26 | 414 | #N/A | #N/A | #N/A | #N/A | #N/A | #N/A | #N/A | #N/A | #N/A | #N/A | #N/A | #N/A | #N/A | #N/A | #N/A | #N/A | #N/A | #N/A | #N/A | #N/A | #N/A | #N/A | #N/A | #N/A | #N/A | 0.63 | 0.62 | 0.62 | 0.62 | 0.62 | 0.62 | 0.61 | 0.61 | 0.61 | 0.61 | 0.6 | 0.6 | 0.6 | 0.6 | 0.59 | 0.59 | 0.59 | 0.59 | 0.59 | 0.58 | 0.58 | 0.58 | 0.58 | 0.57 | 0.57 | 0.57 | 0.57 | 0.57 | 0.56 | 0.56 | 0.56 | 0.56 | 0.56 | 0.56 | 0.55 | 0.55 | 0.55 | 0.55 | 0.55 | 0.54 | 0.54 | 0.54 | 0.54 | 0.54 | 0.54 | 0.53 | 0.53 | 0.53 | 0.53 | 0.53 | 0.53 | 0.52 | 0.52 | 0.52 | 0.52 | 0.52 | 0.52 | 0.51 | 0.51 | 0.51 | 0.51 | 0.51 | 0.51 | 0.51 | 0.5 | 0.5 | 0.5 | 0.5 | 0.5 | 0.5 | 0.5 | 0.5 | 0.49 | 0.49 | 0.49 | 0.49 | 0.49 | 0.49 | 0.49 | 0.49 | 0.48 | 0.48 | 0.48 | 0.48 | 0.48 | 0.48 | 0.48 | 0.48 | 0.48 | 0.47 | 0.47 | 0.47 | 0.47 | 0.47 | 0.47 | 0.47 | #N/A | #N/A | #N/A | #N/A | #N/A | #N/A | #N/A | #N/A | #N/A | #N/A
[35 empty] | R404A | -25 | 415 | #N/A | #N/A | #N/A | #N/A | #N/A | #N/A | #N/A | #N/A | #N/A | #N/A | #N/A | #N/A | #N/A | #N/A | #N/A | #N/A | #N/A | #N/A | #N/A | #N/A | #N/A | #N/A | #N/A | #N/A | #N/A | 0.63 | 0.63 | 0.63 | 0.63 | 0.62 | 0.62 | 0.62 | 0.62 | 0.61 | 0.61 | 0.61 | 0.61 | 0.6 | 0.6 | 0.6 | 0.6 | 0.6 | 0.59 | 0.59 | 0.59 | 0.59 | 0.58 | 0.58 | 0.58 | 0.58 | 0.58 | 0.57 | 0.57 | 0.57 | 0.57 | 0.57 | 0.56 | 0.56 | 0.56 | 0.56 | 0.56 | 0.55 | 0.55 | 0.55 | 0.55 | 0.55 | 0.55 | 0.54 | 0.54 | 0.54 | 0.54 | 0.54 | 0.53 | 0.53 | 0.53 | 0.53 | 0.53 | 0.53 | 0.53 | 0.52 | 0.52 | 0.52 | 0.52 | 0.52 | 0.52 | 0.51 | 0.51 | 0.51 | 0.51 | 0.51 | 0.51 | 0.51 | 0.5 | 0.5 | 0.5 | 0.5 | 0.5 | 0.5 | 0.5 | 0.5 | 0.49 | 0.49 | 0.49 | 0.49 | 0.49 | 0.49 | 0.49 | 0.49 | 0.48 | 0.48 | 0.48 | 0.48 | 0.48 | 0.48 | 0.48 | 0.48 | 0.48 | 0.48 | 0.47 | 0.47 | 0.47 | #N/A | #N/A | #N/A | #N/A | #N/A | #N/A | #N/A | #N/A | #N/A | #N/A
[35 empty] | R404A | -24 | 416 | #N/A | #N/A | #N/A | #N/A | #N/A | #N/A | #N/A | #N/A | #N/A | #N/A | #N/A | #N/A | #N/A | #N/A | #N/A | #N/A | #N/A | #N/A | #N/A | #N/A | #N/A | #N/A | #N/A | #N/A | #N/A | 0.64 | 0.64 | 0.63 | 0.63 | 0.63 | 0.63 | 0.62 | 0.62 | 0.62 | 0.62 | 0.61 | 0.61 | 0.61 | 0.61 | 0.61 | 0.6 | 0.6 | 0.6 | 0.6 | 0.59 | 0.59 | 0.59 | 0.59 | 0.59 | 0.58 | 0.58 | 0.58 | 0.58 | 0.57 | 0.57 | 0.57 | 0.57 | 0.57 | 0.56 | 0.56 | 0.56 | 0.56 | 0.56 | 0.56 | 0.55 | 0.55 | 0.55 | 0.55 | 0.55 | 0.54 | 0.54 | 0.54 | 0.54 | 0.54 | 0.54 | 0.53 | 0.53 | 0.53 | 0.53 | 0.53 | 0.53 | 0.52 | 0.52 | 0.52 | 0.52 | 0.52 | 0.52 | 0.52 | 0.51 | 0.51 | 0.51 | 0.51 | 0.51 | 0.51 | 0.51 | 0.5 | 0.5 | 0.5 | 0.5 | 0.5 | 0.5 | 0.5 | 0.5 | 0.49 | 0.49 | 0.49 | 0.49 | 0.49 | 0.49 | 0.49 | 0.49 | 0.49 | 0.48 | 0.48 | 0.48 | 0.48 | 0.48 | 0.48 | 0.48 | 0.48 | 0.48 | #N/A | #N/A | #N/A | #N/A | #N/A | #N/A | #N/A | #N/A | #N/A | #N/A
[35 empty] | R404A | -23 | 417 | #N/A | #N/A | #N/A | #N/A | #N/A | #N/A | #N/A | #N/A | #N/A | #N/A | #N/A | #N/A | #N/A | #N/A | #N/A | #N/A | #N/A | #N/A | #N/A | #N/A | #N/A | #N/A | #N/A | #N/A | #N/A | 0.65 | 0.64 | 0.64 | 0.64 | 0.64 | 0.63 | 0.63 | 0.63 | 0.63 | 0.62 | 0.62 | 0.62 | 0.62 | 0.61 | 0.61 | 0.61 | 0.61 | 0.6 | 0.6 | 0.6 | 0.6 | 0.6 | 0.59 | 0.59 | 0.59 | 0.59 | 0.58 | 0.58 | 0.58 | 0.58 | 0.58 | 0.57 | 0.57 | 0.57 | 0.57 | 0.57 | 0.56 | 0.56 | 0.56 | 0.56 | 0.56 | 0.55 | 0.55 | 0.55 | 0.55 | 0.55 | 0.55 | 0.54 | 0.54 | 0.54 | 0.54 | 0.54 | 0.54 | 0.53 | 0.53 | 0.53 | 0.53 | 0.53 | 0.53 | 0.52 | 0.52 | 0.52 | 0.52 | 0.52 | 0.52 | 0.52 | 0.51 | 0.51 | 0.51 | 0.51 | 0.51 | 0.51 | 0.51 | 0.5 | 0.5 | 0.5 | 0.5 | 0.5 | 0.5 | 0.5 | 0.5 | 0.49 | 0.49 | 0.49 | 0.49 | 0.49 | 0.49 | 0.49 | 0.49 | 0.49 | 0.48 | 0.48 | 0.48 | 0.48 | 0.48 | 0.48 | #N/A | #N/A | #N/A | #N/A | #N/A | #N/A | #N/A | #N/A | #N/A | #N/A
[35 empty] | R404A | -22 | 418 | #N/A | #N/A | #N/A | #N/A | #N/A | #N/A | #N/A | #N/A | #N/A | #N/A | #N/A | #N/A | #N/A | #N/A | #N/A | #N/A | #N/A | #N/A | #N/A | #N/A | #N/A | #N/A | #N/A | #N/A | #N/A | 0.65 | 0.65 | 0.65 | 0.64 | 0.64 | 0.64 | 0.64 | 0.63 | 0.63 | 0.63 | 0.63 | 0.62 | 0.62 | 0.62 | 0.62 | 0.61 | 0.61 | 0.61 | 0.61 | 0.61 | 0.6 | 0.6 | 0.6 | 0.6 | 0.59 | 0.59 | 0.59 | 0.59 | 0.59 | 0.58 | 0.58 | 0.58 | 0.58 | 0.58 | 0.57 | 0.57 | 0.57 | 0.57 | 0.57 | 0.56 | 0.56 | 0.56 | 0.56 | 0.56 | 0.55 | 0.55 | 0.55 | 0.55 | 0.55 | 0.55 | 0.54 | 0.54 | 0.54 | 0.54 | 0.54 | 0.54 | 0.53 | 0.53 | 0.53 | 0.53 | 0.53 | 0.53 | 0.52 | 0.52 | 0.52 | 0.52 | 0.52 | 0.52 | 0.52 | 0.51 | 0.51 | 0.51 | 0.51 | 0.51 | 0.51 | 0.51 | 0.5 | 0.5 | 0.5 | 0.5 | 0.5 | 0.5 | 0.5 | 0.5 | 0.49 | 0.49 | 0.49 | 0.49 | 0.49 | 0.49 | 0.49 | 0.49 | 0.49 | 0.49 | 0.48 | 0.48 | #N/A | #N/A | #N/A | #N/A | #N/A | #N/A | #N/A | #N/A | #N/A | #N/A
[35 empty] | R404A | -21 | 419 | #N/A | #N/A | #N/A | #N/A | #N/A | #N/A | #N/A | #N/A | #N/A | #N/A | #N/A | #N/A | #N/A | #N/A | #N/A | #N/A | #N/A | #N/A | #N/A | #N/A | #N/A | #N/A | #N/A | #N/A | #N/A | 0.66 | 0.66 | 0.65 | 0.65 | 0.65 | 0.65 | 0.64 | 0.64 | 0.64 | 0.64 | 0.63 | 0.63 | 0.63 | 0.63 | 0.62 | 0.62 | 0.62 | 0.62 | 0.61 | 0.61 | 0.61 | 0.61 | 0.6 | 0.6 | 0.6 | 0.6 | 0.6 | 0.59 | 0.59 | 0.59 | 0.59 | 0.58 | 0.58 | 0.58 | 0.58 | 0.58 | 0.57 | 0.57 | 0.57 | 0.57 | 0.57 | 0.56 | 0.56 | 0.56 | 0.56 | 0.56 | 0.56 | 0.55 | 0.55 | 0.55 | 0.55 | 0.55 | 0.54 | 0.54 | 0.54 | 0.54 | 0.54 | 0.54 | 0.53 | 0.53 | 0.53 | 0.53 | 0.53 | 0.53 | 0.53 | 0.52 | 0.52 | 0.52 | 0.52 | 0.52 | 0.52 | 0.52 | 0.51 | 0.51 | 0.51 | 0.51 | 0.51 | 0.51 | 0.51 | 0.5 | 0.5 | 0.5 | 0.5 | 0.5 | 0.5 | 0.5 | 0.5 | 0.5 | 0.49 | 0.49 | 0.49 | 0.49 | 0.49 | 0.49 | 0.49 | 0.49 | #N/A | #N/A | #N/A | #N/A | #N/A | #N/A | #N/A | #N/A | #N/A | #N/A
[35 empty] | R404A | -20 | 420 | #N/A | #N/A | #N/A | #N/A | #N/A | #N/A | #N/A | #N/A | #N/A | #N/A | #N/A | #N/A | #N/A | #N/A | #N/A | #N/A | #N/A | #N/A | #N/A | #N/A | #N/A | #N/A | #N/A | #N/A | #N/A | 0.67 | 0.66 | 0.66 | 0.66 | 0.65 | 0.65 | 0.65 | 0.65 | 0.64 | 0.64 | 0.64 | 0.64 | 0.63 | 0.63 | 0.63 | 0.63 | 0.62 | 0.62 | 0.62 | 0.62 | 0.61 | 0.61 | 0.61 | 0.61 | 0.61 | 0.6 | 0.6 | 0.6 | 0.6 | 0.59 | 0.59 | 0.59 | 0.59 | 0.59 | 0.58 | 0.58 | 0.58 | 0.58 | 0.58 | 0.57 | 0.57 | 0.57 | 0.57 | 0.57 | 0.56 | 0.56 | 0.56 | 0.56 | 0.56 | 0.55 | 0.55 | 0.55 | 0.55 | 0.55 | 0.55 | 0.54 | 0.54 | 0.54 | 0.54 | 0.54 | 0.54 | 0.53 | 0.53 | 0.53 | 0.53 | 0.53 | 0.53 | 0.53 | 0.52 | 0.52 | 0.52 | 0.52 | 0.52 | 0.52 | 0.52 | 0.51 | 0.51 | 0.51 | 0.51 | 0.51 | 0.51 | 0.51 | 0.51 | 0.5 | 0.5 | 0.5 | 0.5 | 0.5 | 0.5 | 0.5 | 0.5 | 0.5 | 0.49 | 0.49 | 0.49 | 0.49 | #N/A | #N/A | #N/A | #N/A | #N/A | #N/A | #N/A | #N/A | #N/A | #N/A
[35 empty] | R404A | -19 | 421 | #N/A | #N/A | #N/A | #N/A | #N/A | #N/A | #N/A | #N/A | #N/A | #N/A | #N/A | #N/A | #N/A | #N/A | #N/A | #N/A | #N/A | #N/A | #N/A | #N/A | #N/A | #N/A | #N/A | #N/A | #N/A | 0.67 | 0.67 | 0.67 | 0.66 | 0.66 | 0.66 | 0.66 | 0.65 | 0.65 | 0.65 | 0.65 | 0.64 | 0.64 | 0.64 | 0.64 | 0.63 | 0.63 | 0.63 | 0.63 | 0.62 | 0.62 | 0.62 | 0.62 | 0.61 | 0.61 | 0.61 | 0.61 | 0.6 | 0.6 | 0.6 | 0.6 | 0.6 | 0.59 | 0.59 | 0.59 | 0.59 | 0.58 | 0.58 | 0.58 | 0.58 | 0.58 | 0.57 | 0.57 | 0.57 | 0.57 | 0.57 | 0.57 | 0.56 | 0.56 | 0.56 | 0.56 | 0.56 | 0.55 | 0.55 | 0.55 | 0.55 | 0.55 | 0.55 | 0.54 | 0.54 | 0.54 | 0.54 | 0.54 | 0.54 | 0.53 | 0.53 | 0.53 | 0.53 | 0.53 | 0.53 | 0.53 | 0.52 | 0.52 | 0.52 | 0.52 | 0.52 | 0.52 | 0.52 | 0.51 | 0.51 | 0.51 | 0.51 | 0.51 | 0.51 | 0.51 | 0.51 | 0.5 | 0.5 | 0.5 | 0.5 | 0.5 | 0.5 | 0.5 | 0.5 | 0.5 | 0.5 | #N/A | #N/A | #N/A | #N/A | #N/A | #N/A | #N/A | #N/A | #N/A | #N/A
[35 empty] | R404A | -18 | 422 | #N/A | #N/A | #N/A | #N/A | #N/A | #N/A | #N/A | #N/A | #N/A | #N/A | #N/A | #N/A | #N/A | #N/A | #N/A | #N/A | #N/A | #N/A | #N/A | #N/A | #N/A | #N/A | #N/A | #N/A | #N/A | 0.68 | 0.68 | 0.67 | 0.67 | 0.67 | 0.67 | 0.66 | 0.66 | 0.66 | 0.65 | 0.65 | 0.65 | 0.65 | 0.64 | 0.64 | 0.64 | 0.64 | 0.63 | 0.63 | 0.63 | 0.63 | 0.62 | 0.62 | 0.62 | 0.62 | 0.61 | 0.61 | 0.61 | 0.61 | 0.61 | 0.6 | 0.6 | 0.6 | 0.6 | 0.59 | 0.59 | 0.59 | 0.59 | 0.59 | 0.58 | 0.58 | 0.58 | 0.58 | 0.58 | 0.57 | 0.57 | 0.57 | 0.57 | 0.57 | 0.56 | 0.56 | 0.56 | 0.56 | 0.56 | 0.56 | 0.55 | 0.55 | 0.55 | 0.55 | 0.55 | 0.55 | 0.54 | 0.54 | 0.54 | 0.54 | 0.54 | 0.54 | 0.53 | 0.53 | 0.53 | 0.53 | 0.53 | 0.53 | 0.53 | 0.52 | 0.52 | 0.52 | 0.52 | 0.52 | 0.52 | 0.52 | 0.51 | 0.51 | 0.51 | 0.51 | 0.51 | 0.51 | 0.51 | 0.51 | 0.51 | 0.5 | 0.5 | 0.5 | 0.5 | 0.5 | 0.5 | #N/A | #N/A | #N/A | #N/A | #N/A | #N/A | #N/A | #N/A | #N/A | #N/A
[35 empty] | R404A | -17 | 423 | #N/A | #N/A | #N/A | #N/A | #N/A | #N/A | #N/A | #N/A | #N/A | #N/A | #N/A | #N/A | #N/A | #N/A | #N/A | #N/A | #N/A | #N/A | #N/A | #N/A | #N/A | #N/A | #N/A | #N/A | #N/A | 0.69 | 0.68 | 0.68 | 0.68 | 0.68 | 0.67 | 0.67 | 0.67 | 0.66 | 0.66 | 0.66 | 0.66 | 0.65 | 0.65 | 0.65 | 0.65 | 0.64 | 0.64 | 0.64 | 0.63 | 0.63 | 0.63 | 0.63 | 0.63 | 0.62 | 0.62 | 0.62 | 0.62 | 0.61 | 0.61 | 0.61 | 0.61 | 0.6 | 0.6 | 0.6 | 0.6 | 0.6 | 0.59 | 0.59 | 0.59 | 0.59 | 0.59 | 0.58 | 0.58 | 0.58 | 0.58 | 0.58 | 0.57 | 0.57 | 0.57 | 0.57 | 0.57 | 0.56 | 0.56 | 0.56 | 0.56 | 0.56 | 0.56 | 0.55 | 0.55 | 0.55 | 0.55 | 0.55 | 0.55 | 0.54 | 0.54 | 0.54 | 0.54 | 0.54 | 0.54 | 0.53 | 0.53 | 0.53 | 0.53 | 0.53 | 0.53 | 0.53 | 0.52 | 0.52 | 0.52 | 0.52 | 0.52 | 0.52 | 0.52 | 0.52 | 0.51 | 0.51 | 0.51 | 0.51 | 0.51 | 0.51 | 0.51 | 0.51 | 0.51 | 0.5 | 0.5 | #N/A | #N/A | #N/A | #N/A | #N/A | #N/A | #N/A | #N/A | #N/A | #N/A
[35 empty] | R404A | -16 | 424 | #N/A | #N/A | #N/A | #N/A | #N/A | #N/A | #N/A | #N/A | #N/A | #N/A | #N/A | #N/A | #N/A | #N/A | #N/A | #N/A | #N/A | #N/A | #N/A | #N/A | #N/A | #N/A | #N/A | #N/A | #N/A | 0.69 | 0.69 | 0.69 | 0.69 | 0.68 | 0.68 | 0.68 | 0.67 | 0.67 | 0.67 | 0.67 | 0.66 | 0.66 | 0.66 | 0.65 | 0.65 | 0.65 | 0.65 | 0.64 | 0.64 | 0.64 | 0.64 | 0.63 | 0.63 | 0.63 | 0.63 | 0.62 | 0.62 | 0.62 | 0.62 | 0.61 | 0.61 | 0.61 | 0.61 | 0.61 | 0.6 | 0.6 | 0.6 | 0.6 | 0.59 | 0.59 | 0.59 | 0.59 | 0.59 | 0.58 | 0.58 | 0.58 | 0.58 | 0.58 | 0.57 | 0.57 | 0.57 | 0.57 | 0.57 | 0.57 | 0.56 | 0.56 | 0.56 | 0.56 | 0.56 | 0.56 | 0.55 | 0.55 | 0.55 | 0.55 | 0.55 | 0.55 | 0.54 | 0.54 | 0.54 | 0.54 | 0.54 | 0.54 | 0.53 | 0.53 | 0.53 | 0.53 | 0.53 | 0.53 | 0.53 | 0.52 | 0.52 | 0.52 | 0.52 | 0.52 | 0.52 | 0.52 | 0.52 | 0.51 | 0.51 | 0.51 | 0.51 | 0.51 | 0.51 | 0.51 | 0.51 | #N/A | #N/A | #N/A | #N/A | #N/A | #N/A | #N/A | #N/A | #N/A | #N/A
[35 empty] | R404A | -15 | 425 | #N/A | #N/A | #N/A | #N/A | #N/A | #N/A | #N/A | #N/A | #N/A | #N/A | #N/A | #N/A | #N/A | #N/A | #N/A | #N/A | #N/A | #N/A | #N/A | #N/A | #N/A | #N/A | #N/A | #N/A | #N/A | 0.7 | 0.7 | 0.7 | 0.69 | 0.69 | 0.69 | 0.68 | 0.68 | 0.68 | 0.67 | 0.67 | 0.67 | 0.67 | 0.66 | 0.66 | 0.66 | 0.66 | 0.65 | 0.65 | 0.65 | 0.65 | 0.64 | 0.64 | 0.64 | 0.64 | 0.63 | 0.63 | 0.63 | 0.63 | 0.62 | 0.62 | 0.62 | 0.62 | 0.61 | 0.61 | 0.61 | 0.61 | 0.6 | 0.6 | 0.6 | 0.6 | 0.6 | 0.59 | 0.59 | 0.59 | 0.59 | 0.59 | 0.58 | 0.58 | 0.58 | 0.58 | 0.58 | 0.57 | 0.57 | 0.57 | 0.57 | 0.57 | 0.57 | 0.56 | 0.56 | 0.56 | 0.56 | 0.56 | 0.55 | 0.55 | 0.55 | 0.55 | 0.55 | 0.55 | 0.55 | 0.54 | 0.54 | 0.54 | 0.54 | 0.54 | 0.54 | 0.53 | 0.53 | 0.53 | 0.53 | 0.53 | 0.53 | 0.53 | 0.53 | 0.52 | 0.52 | 0.52 | 0.52 | 0.52 | 0.52 | 0.52 | 0.52 | 0.51 | 0.51 | 0.51 | 0.51 | #N/A | #N/A | #N/A | #N/A | #N/A | #N/A | #N/A | #N/A | #N/A | #N/A
[35 empty] | R404A | -14 | 426 | #N/A | #N/A | #N/A | #N/A | #N/A | #N/A | #N/A | #N/A | #N/A | #N/A | #N/A | #N/A | #N/A | #N/A | #N/A | #N/A | #N/A | #N/A | #N/A | #N/A | #N/A | #N/A | #N/A | #N/A | #N/A | 0.71 | 0.71 | 0.7 | 0.7 | 0.7 | 0.69 | 0.69 | 0.69 | 0.68 | 0.68 | 0.68 | 0.68 | 0.67 | 0.67 | 0.67 | 0.67 | 0.66 | 0.66 | 0.66 | 0.65 | 0.65 | 0.65 | 0.65 | 0.64 | 0.64 | 0.64 | 0.64 | 0.63 | 0.63 | 0.63 | 0.63 | 0.62 | 0.62 | 0.62 | 0.62 | 0.62 | 0.61 | 0.61 | 0.61 | 0.61 | 0.6 | 0.6 | 0.6 | 0.6 | 0.6 | 0.59 | 0.59 | 0.59 | 0.59 | 0.59 | 0.58 | 0.58 | 0.58 | 0.58 | 0.58 | 0.57 | 0.57 | 0.57 | 0.57 | 0.57 | 0.56 | 0.56 | 0.56 | 0.56 | 0.56 | 0.56 | 0.55 | 0.55 | 0.55 | 0.55 | 0.55 | 0.55 | 0.55 | 0.54 | 0.54 | 0.54 | 0.54 | 0.54 | 0.54 | 0.54 | 0.53 | 0.53 | 0.53 | 0.53 | 0.53 | 0.53 | 0.53 | 0.52 | 0.52 | 0.52 | 0.52 | 0.52 | 0.52 | 0.52 | 0.52 | 0.52 | #N/A | #N/A | #N/A | #N/A | #N/A | #N/A | #N/A | #N/A | #N/A | #N/A
[35 empty] | R404A | -13 | 427 | #N/A | #N/A | #N/A | #N/A | #N/A | #N/A | #N/A | #N/A | #N/A | #N/A | #N/A | #N/A | #N/A | #N/A | #N/A | #N/A | #N/A | #N/A | #N/A | #N/A | #N/A | #N/A | #N/A | #N/A | #N/A | 0.72 | 0.71 | 0.71 | 0.71 | 0.7 | 0.7 | 0.7 | 0.7 | 0.69 | 0.69 | 0.69 | 0.68 | 0.68 | 0.68 | 0.67 | 0.67 | 0.67 | 0.67 | 0.66 | 0.66 | 0.66 | 0.66 | 0.65 | 0.65 | 0.65 | 0.65 | 0.64 | 0.64 | 0.64 | 0.64 | 0.63 | 0.63 | 0.63 | 0.63 | 0.62 | 0.62 | 0.62 | 0.62 | 0.61 | 0.61 | 0.61 | 0.61 | 0.61 | 0.6 | 0.6 | 0.6 | 0.6 | 0.59 | 0.59 | 0.59 | 0.59 | 0.59 | 0.58 | 0.58 | 0.58 | 0.58 | 0.58 | 0.58 | 0.57 | 0.57 | 0.57 | 0.57 | 0.57 | 0.56 | 0.56 | 0.56 | 0.56 | 0.56 | 0.56 | 0.55 | 0.55 | 0.55 | 0.55 | 0.55 | 0.55 | 0.55 | 0.54 | 0.54 | 0.54 | 0.54 | 0.54 | 0.54 | 0.54 | 0.53 | 0.53 | 0.53 | 0.53 | 0.53 | 0.53 | 0.53 | 0.53 | 0.52 | 0.52 | 0.52 | 0.52 | 0.52 | #N/A | #N/A | #N/A | #N/A | #N/A | #N/A | #N/A | #N/A | #N/A | #N/A
[35 empty] | R404A | -12 | 428 | #N/A | #N/A | #N/A | #N/A | #N/A | #N/A | #N/A | #N/A | #N/A | #N/A | #N/A | #N/A | #N/A | #N/A | #N/A | #N/A | #N/A | #N/A | #N/A | #N/A | #N/A | #N/A | #N/A | #N/A | #N/A | 0.73 | 0.72 | 0.72 | 0.72 | 0.71 | 0.71 | 0.71 | 0.7 | 0.7 | 0.7 | 0.69 | 0.69 | 0.69 | 0.68 | 0.68 | 0.68 | 0.68 | 0.67 | 0.67 | 0.67 | 0.67 | 0.66 | 0.66 | 0.66 | 0.65 | 0.65 | 0.65 | 0.65 | 0.64 | 0.64 | 0.64 | 0.64 | 0.63 | 0.63 | 0.63 | 0.63 | 0.62 | 0.62 | 0.62 | 0.62 | 0.62 | 0.61 | 0.61 | 0.61 | 0.61 | 0.6 | 0.6 | 0.6 | 0.6 | 0.6 | 0.59 | 0.59 | 0.59 | 0.59 | 0.59 | 0.58 | 0.58 | 0.58 | 0.58 | 0.58 | 0.58 | 0.57 | 0.57 | 0.57 | 0.57 | 0.57 | 0.56 | 0.56 | 0.56 | 0.56 | 0.56 | 0.56 | 0.56 | 0.55 | 0.55 | 0.55 | 0.55 | 0.55 | 0.55 | 0.54 | 0.54 | 0.54 | 0.54 | 0.54 | 0.54 | 0.54 | 0.54 | 0.53 | 0.53 | 0.53 | 0.53 | 0.53 | 0.53 | 0.53 | 0.53 | 0.52 | #N/A | #N/A | #N/A | #N/A | #N/A | #N/A | #N/A | #N/A | #N/A | #N/A
[35 empty] | R404A | -11 | 429 | #N/A | #N/A | #N/A | #N/A | #N/A | #N/A | #N/A | #N/A | #N/A | #N/A | #N/A | #N/A | #N/A | #N/A | #N/A | #N/A | #N/A | #N/A | #N/A | #N/A | #N/A | #N/A | #N/A | #N/A | #N/A | 0.73 | 0.73 | 0.73 | 0.72 | 0.72 | 0.72 | 0.71 | 0.71 | 0.71 | 0.7 | 0.7 | 0.7 | 0.7 | 0.69 | 0.69 | 0.69 | 0.68 | 0.68 | 0.68 | 0.67 | 0.67 | 0.67 | 0.67 | 0.66 | 0.66 | 0.66 | 0.66 | 0.65 | 0.65 | 0.65 | 0.65 | 0.64 | 0.64 | 0.64 | 0.64 | 0.63 | 0.63 | 0.63 | 0.63 | 0.62 | 0.62 | 0.62 | 0.62 | 0.62 | 0.61 | 0.61 | 0.61 | 0.61 | 0.6 | 0.6 | 0.6 | 0.6 | 0.6 | 0.59 | 0.59 | 0.59 | 0.59 | 0.59 | 0.58 | 0.58 | 0.58 | 0.58 | 0.58 | 0.58 | 0.57 | 0.57 | 0.57 | 0.57 | 0.57 | 0.56 | 0.56 | 0.56 | 0.56 | 0.56 | 0.56 | 0.56 | 0.55 | 0.55 | 0.55 | 0.55 | 0.55 | 0.55 | 0.55 | 0.54 | 0.54 | 0.54 | 0.54 | 0.54 | 0.54 | 0.54 | 0.53 | 0.53 | 0.53 | 0.53 | 0.53 | 0.53 | #N/A | #N/A | #N/A | #N/A | #N/A | #N/A | #N/A | #N/A | #N/A | #N/A
[35 empty] | R404A | -10 | 430 | #N/A | #N/A | #N/A | #N/A | #N/A | #N/A | #N/A | #N/A | #N/A | #N/A | #N/A | #N/A | #N/A | #N/A | #N/A | #N/A | #N/A | #N/A | #N/A | #N/A | #N/A | #N/A | #N/A | #N/A | #N/A | 0.74 | 0.74 | 0.73 | 0.73 | 0.73 | 0.72 | 0.72 | 0.72 | 0.72 | 0.71 | 0.71 | 0.71 | 0.7 | 0.7 | 0.7 | 0.69 | 0.69 | 0.69 | 0.69 | 0.68 | 0.68 | 0.68 | 0.67 | 0.67 | 0.67 | 0.67 | 0.66 | 0.66 | 0.66 | 0.65 | 0.65 | 0.65 | 0.65 | 0.64 | 0.64 | 0.64 | 0.64 | 0.64 | 0.63 | 0.63 | 0.63 | 0.63 | 0.62 | 0.62 | 0.62 | 0.62 | 0.61 | 0.61 | 0.61 | 0.61 | 0.61 | 0.6 | 0.6 | 0.6 | 0.6 | 0.6 | 0.59 | 0.59 | 0.59 | 0.59 | 0.59 | 0.58 | 0.58 | 0.58 | 0.58 | 0.58 | 0.58 | 0.57 | 0.57 | 0.57 | 0.57 | 0.57 | 0.57 | 0.56 | 0.56 | 0.56 | 0.56 | 0.56 | 0.56 | 0.55 | 0.55 | 0.55 | 0.55 | 0.55 | 0.55 | 0.55 | 0.54 | 0.54 | 0.54 | 0.54 | 0.54 | 0.54 | 0.54 | 0.54 | 0.53 | 0.53 | #N/A | #N/A | #N/A | #N/A | #N/A | #N/A | #N/A | #N/A | #N/A | #N/A
[35 empty] | R404A | -9 | 431 | #N/A | #N/A | #N/A | #N/A | #N/A | #N/A | #N/A | #N/A | #N/A | #N/A | #N/A | #N/A | #N/A | #N/A | #N/A | #N/A | #N/A | #N/A | #N/A | #N/A | #N/A | #N/A | #N/A | #N/A | #N/A | 0.75 | 0.75 | 0.74 | 0.74 | 0.74 | 0.73 | 0.73 | 0.73 | 0.72 | 0.72 | 0.72 | 0.71 | 0.71 | 0.71 | 0.7 | 0.7 | 0.7 | 0.7 | 0.69 | 0.69 | 0.69 | 0.68 | 0.68 | 0.68 | 0.68 | 0.67 | 0.67 | 0.67 | 0.66 | 0.66 | 0.66 | 0.66 | 0.65 | 0.65 | 0.65 | 0.65 | 0.64 | 0.64 | 0.64 | 0.64 | 0.63 | 0.63 | 0.63 | 0.63 | 0.63 | 0.62 | 0.62 | 0.62 | 0.62 | 0.61 | 0.61 | 0.61 | 0.61 | 0.61 | 0.6 | 0.6 | 0.6 | 0.6 | 0.6 | 0.59 | 0.59 | 0.59 | 0.59 | 0.59 | 0.58 | 0.58 | 0.58 | 0.58 | 0.58 | 0.58 | 0.57 | 0.57 | 0.57 | 0.57 | 0.57 | 0.57 | 0.56 | 0.56 | 0.56 | 0.56 | 0.56 | 0.56 | 0.55 | 0.55 | 0.55 | 0.55 | 0.55 | 0.55 | 0.55 | 0.55 | 0.54 | 0.54 | 0.54 | 0.54 | 0.54 | 0.54 | #N/A | #N/A | #N/A | #N/A | #N/A | #N/A | #N/A | #N/A | #N/A | #N/A
[35 empty] | R404A | -8 | 432 | #N/A | #N/A | #N/A | #N/A | #N/A | #N/A | #N/A | #N/A | #N/A | #N/A | #N/A | #N/A | #N/A | #N/A | #N/A | #N/A | #N/A | #N/A | #N/A | #N/A | #N/A | #N/A | #N/A | #N/A | #N/A | 0.76 | 0.76 | 0.75 | 0.75 | 0.75 | 0.74 | 0.74 | 0.73 | 0.73 | 0.73 | 0.73 | 0.72 | 0.72 | 0.72 | 0.71 | 0.71 | 0.71 | 0.7 | 0.7 | 0.7 | 0.69 | 0.69 | 0.69 | 0.69 | 0.68 | 0.68 | 0.68 | 0.67 | 0.67 | 0.67 | 0.67 | 0.66 | 0.66 | 0.66 | 0.66 | 0.65 | 0.65 | 0.65 | 0.65 | 0.64 | 0.64 | 0.64 | 0.64 | 0.63 | 0.63 | 0.63 | 0.63 | 0.62 | 0.62 | 0.62 | 0.62 | 0.62 | 0.61 | 0.61 | 0.61 | 0.61 | 0.61 | 0.6 | 0.6 | 0.6 | 0.6 | 0.6 | 0.59 | 0.59 | 0.59 | 0.59 | 0.59 | 0.58 | 0.58 | 0.58 | 0.58 | 0.58 | 0.58 | 0.57 | 0.57 | 0.57 | 0.57 | 0.57 | 0.57 | 0.56 | 0.56 | 0.56 | 0.56 | 0.56 | 0.56 | 0.56 | 0.55 | 0.55 | 0.55 | 0.55 | 0.55 | 0.55 | 0.55 | 0.55 | 0.54 | 0.54 | #N/A | #N/A | #N/A | #N/A | #N/A | #N/A | #N/A | #N/A | #N/A | #N/A
[35 empty] | R404A | -7 | 433 | #N/A | #N/A | #N/A | #N/A | #N/A | #N/A | #N/A | #N/A | #N/A | #N/A | #N/A | #N/A | #N/A | #N/A | #N/A | #N/A | #N/A | #N/A | #N/A | #N/A | #N/A | #N/A | #N/A | #N/A | #N/A | 0.77 | 0.76 | 0.76 | 0.76 | 0.75 | 0.75 | 0.75 | 0.74 | 0.74 | 0.74 | 0.73 | 0.73 | 0.73 | 0.72 | 0.72 | 0.72 | 0.71 | 0.71 | 0.71 | 0.7 | 0.7 | 0.7 | 0.7 | 0.69 | 0.69 | 0.69 | 0.68 | 0.68 | 0.68 | 0.68 | 0.67 | 0.67 | 0.67 | 0.67 | 0.66 | 0.66 | 0.66 | 0.65 | 0.65 | 0.65 | 0.65 | 0.64 | 0.64 | 0.64 | 0.64 | 0.64 | 0.63 | 0.63 | 0.63 | 0.63 | 0.62 | 0.62 | 0.62 | 0.62 | 0.62 | 0.61 | 0.61 | 0.61 | 0.61 | 0.61 | 0.6 | 0.6 | 0.6 | 0.6 | 0.6 | 0.59 | 0.59 | 0.59 | 0.59 | 0.59 | 0.58 | 0.58 | 0.58 | 0.58 | 0.58 | 0.58 | 0.57 | 0.57 | 0.57 | 0.57 | 0.57 | 0.57 | 0.57 | 0.56 | 0.56 | 0.56 | 0.56 | 0.56 | 0.56 | 0.56 | 0.55 | 0.55 | 0.55 | 0.55 | 0.55 | 0.55 | #N/A | #N/A | #N/A | #N/A | #N/A | #N/A | #N/A | #N/A | #N/A | #N/A
[35 empty] | R404A | -6 | 434 | #N/A | #N/A | #N/A | #N/A | #N/A | #N/A | #N/A | #N/A | #N/A | #N/A | #N/A | #N/A | #N/A | #N/A | #N/A | #N/A | #N/A | #N/A | #N/A | #N/A | #N/A | #N/A | #N/A | #N/A | #N/A | 0.78 | 0.77 | 0.77 | 0.77 | 0.76 | 0.76 | 0.76 | 0.75 | 0.75 | 0.75 | 0.74 | 0.74 | 0.74 | 0.73 | 0.73 | 0.73 | 0.72 | 0.72 | 0.72 | 0.71 | 0.71 | 0.71 | 0.7 | 0.7 | 0.7 | 0.69 | 0.69 | 0.69 | 0.69 | 0.68 | 0.68 | 0.68 | 0.67 | 0.67 | 0.67 | 0.67 | 0.66 | 0.66 | 0.66 | 0.66 | 0.65 | 0.65 | 0.65 | 0.65 | 0.64 | 0.64 | 0.64 | 0.64 | 0.63 | 0.63 | 0.63 | 0.63 | 0.63 | 0.62 | 0.62 | 0.62 | 0.62 | 0.62 | 0.61 | 0.61 | 0.61 | 0.61 | 0.61 | 0.6 | 0.6 | 0.6 | 0.6 | 0.6 | 0.59 | 0.59 | 0.59 | 0.59 | 0.59 | 0.58 | 0.58 | 0.58 | 0.58 | 0.58 | 0.58 | 0.57 | 0.57 | 0.57 | 0.57 | 0.57 | 0.57 | 0.57 | 0.56 | 0.56 | 0.56 | 0.56 | 0.56 | 0.56 | 0.56 | 0.56 | 0.55 | 0.55 | #N/A | #N/A | #N/A | #N/A | #N/A | #N/A | #N/A | #N/A | #N/A | #N/A
[35 empty] | R404A | -5 | 435 | #N/A | #N/A | #N/A | #N/A | #N/A | #N/A | #N/A | #N/A | #N/A | #N/A | #N/A | #N/A | #N/A | #N/A | #N/A | #N/A | #N/A | #N/A | #N/A | #N/A | #N/A | #N/A | #N/A | #N/A | #N/A | 0.79 | 0.78 | 0.78 | 0.78 | 0.77 | 0.77 | 0.76 | 0.76 | 0.76 | 0.75 | 0.75 | 0.75 | 0.74 | 0.74 | 0.74 | 0.73 | 0.73 | 0.73 | 0.72 | 0.72 | 0.72 | 0.71 | 0.71 | 0.71 | 0.71 | 0.7 | 0.7 | 0.7 | 0.69 | 0.69 | 0.69 | 0.68 | 0.68 | 0.68 | 0.68 | 0.67 | 0.67 | 0.67 | 0.67 | 0.66 | 0.66 | 0.66 | 0.66 | 0.65 | 0.65 | 0.65 | 0.65 | 0.64 | 0.64 | 0.64 | 0.64 | 0.63 | 0.63 | 0.63 | 0.63 | 0.63 | 0.62 | 0.62 | 0.62 | 0.62 | 0.61 | 0.61 | 0.61 | 0.61 | 0.61 | 0.61 | 0.6 | 0.6 | 0.6 | 0.6 | 0.6 | 0.59 | 0.59 | 0.59 | 0.59 | 0.59 | 0.59 | 0.58 | 0.58 | 0.58 | 0.58 | 0.58 | 0.58 | 0.57 | 0.57 | 0.57 | 0.57 | 0.57 | 0.57 | 0.57 | 0.56 | 0.56 | 0.56 | 0.56 | 0.56 | 0.56 | #N/A | #N/A | #N/A | #N/A | #N/A | #N/A | #N/A | #N/A | #N/A | #N/A
[35 empty] | R404A | -4 | 436 | #N/A | #N/A | #N/A | #N/A | #N/A | #N/A | #N/A | #N/A | #N/A | #N/A | #N/A | #N/A | #N/A | #N/A | #N/A | #N/A | #N/A | #N/A | #N/A | #N/A | #N/A | #N/A | #N/A | #N/A | #N/A | 0.8 | 0.79 | 0.79 | 0.78 | 0.78 | 0.78 | 0.77 | 0.77 | 0.77 | 0.76 | 0.76 | 0.76 | 0.75 | 0.75 | 0.75 | 0.74 | 0.74 | 0.74 | 0.73 | 0.73 | 0.73 | 0.72 | 0.72 | 0.72 | 0.71 | 0.71 | 0.71 | 0.7 | 0.7 | 0.7 | 0.7 | 0.69 | 0.69 | 0.69 | 0.68 | 0.68 | 0.68 | 0.68 | 0.67 | 0.67 | 0.67 | 0.67 | 0.66 | 0.66 | 0.66 | 0.66 | 0.65 | 0.65 | 0.65 | 0.65 | 0.64 | 0.64 | 0.64 | 0.64 | 0.63 | 0.63 | 0.63 | 0.63 | 0.63 | 0.62 | 0.62 | 0.62 | 0.62 | 0.61 | 0.61 | 0.61 | 0.61 | 0.61 | 0.61 | 0.6 | 0.6 | 0.6 | 0.6 | 0.6 | 0.59 | 0.59 | 0.59 | 0.59 | 0.59 | 0.59 | 0.58 | 0.58 | 0.58 | 0.58 | 0.58 | 0.58 | 0.57 | 0.57 | 0.57 | 0.57 | 0.57 | 0.57 | 0.57 | 0.57 | 0.56 | 0.56 | #N/A | #N/A | #N/A | #N/A | #N/A | #N/A | #N/A | #N/A | #N/A | #N/A
[35 empty] | R404A | -3 | 437 | #N/A | #N/A | #N/A | #N/A | #N/A | #N/A | #N/A | #N/A | #N/A | #N/A | #N/A | #N/A | #N/A | #N/A | #N/A | #N/A | #N/A | #N/A | #N/A | #N/A | #N/A | #N/A | #N/A | #N/A | #N/A | 0.81 | 0.8 | 0.8 | 0.79 | 0.79 | 0.79 | 0.78 | 0.78 | 0.78 | 0.77 | 0.77 | 0.76 | 0.76 | 0.76 | 0.75 | 0.75 | 0.75 | 0.74 | 0.74 | 0.74 | 0.73 | 0.73 | 0.73 | 0.72 | 0.72 | 0.72 | 0.72 | 0.71 | 0.71 | 0.71 | 0.7 | 0.7 | 0.7 | 0.69 | 0.69 | 0.69 | 0.69 | 0.68 | 0.68 | 0.68 | 0.68 | 0.67 | 0.67 | 0.67 | 0.66 | 0.66 | 0.66 | 0.66 | 0.65 | 0.65 | 0.65 | 0.65 | 0.65 | 0.64 | 0.64 | 0.64 | 0.64 | 0.63 | 0.63 | 0.63 | 0.63 | 0.63 | 0.62 | 0.62 | 0.62 | 0.62 | 0.62 | 0.61 | 0.61 | 0.61 | 0.61 | 0.61 | 0.6 | 0.6 | 0.6 | 0.6 | 0.6 | 0.59 | 0.59 | 0.59 | 0.59 | 0.59 | 0.59 | 0.59 | 0.58 | 0.58 | 0.58 | 0.58 | 0.58 | 0.58 | 0.57 | 0.57 | 0.57 | 0.57 | 0.57 | 0.57 | #N/A | #N/A | #N/A | #N/A | #N/A | #N/A | #N/A | #N/A | #N/A | #N/A
[35 empty] | R404A | -2 | 438 | #N/A | #N/A | #N/A | #N/A | #N/A | #N/A | #N/A | #N/A | #N/A | #N/A | #N/A | #N/A | #N/A | #N/A | #N/A | #N/A | #N/A | #N/A | #N/A | #N/A | #N/A | #N/A | #N/A | #N/A | #N/A | 0.82 | 0.81 | 0.81 | 0.8 | 0.8 | 0.8 | 0.79 | 0.79 | 0.79 | 0.78 | 0.78 | 0.77 | 0.77 | 0.77 | 0.76 | 0.76 | 0.76 | 0.75 | 0.75 | 0.75 | 0.74 | 0.74 | 0.74 | 0.73 | 0.73 | 0.73 | 0.72 | 0.72 | 0.72 | 0.71 | 0.71 | 0.71 | 0.7 | 0.7 | 0.7 | 0.7 | 0.69 | 0.69 | 0.69 | 0.69 | 0.68 | 0.68 | 0.68 | 0.67 | 0.67 | 0.67 | 0.67 | 0.66 | 0.66 | 0.66 | 0.66 | 0.65 | 0.65 | 0.65 | 0.65 | 0.64 | 0.64 | 0.64 | 0.64 | 0.64 | 0.63 | 0.63 | 0.63 | 0.63 | 0.63 | 0.62 | 0.62 | 0.62 | 0.62 | 0.62 | 0.61 | 0.61 | 0.61 | 0.61 | 0.61 | 0.6 | 0.6 | 0.6 | 0.6 | 0.6 | 0.6 | 0.59 | 0.59 | 0.59 | 0.59 | 0.59 | 0.59 | 0.58 | 0.58 | 0.58 | 0.58 | 0.58 | 0.58 | 0.58 | 0.57 | 0.57 | #N/A | #N/A | #N/A | #N/A | #N/A | #N/A | #N/A | #N/A | #N/A | #N/A
[35 empty] | R404A | -1 | 439 | #N/A | #N/A | #N/A | #N/A | #N/A | #N/A | #N/A | #N/A | #N/A | #N/A | #N/A | #N/A | #N/A | #N/A | #N/A | #N/A | #N/A | #N/A | #N/A | #N/A | #N/A | #N/A | #N/A | #N/A | #N/A | 0.83 | 0.82 | 0.82 | 0.81 | 0.81 | 0.81 | 0.8 | 0.8 | 0.8 | 0.79 | 0.79 | 0.78 | 0.78 | 0.78 | 0.77 | 0.77 | 0.77 | 0.76 | 0.76 | 0.75 | 0.75 | 0.75 | 0.74 | 0.74 | 0.74 | 0.73 | 0.73 | 0.73 | 0.73 | 0.72 | 0.72 | 0.72 | 0.71 | 0.71 | 0.71 | 0.7 | 0.7 | 0.7 | 0.7 | 0.69 | 0.69 | 0.69 | 0.68 | 0.68 | 0.68 | 0.68 | 0.67 | 0.67 | 0.67 | 0.67 | 0.66 | 0.66 | 0.66 | 0.66 | 0.65 | 0.65 | 0.65 | 0.65 | 0.64 | 0.64 | 0.64 | 0.64 | 0.64 | 0.63 | 0.63 | 0.63 | 0.63 | 0.63 | 0.62 | 0.62 | 0.62 | 0.62 | 0.62 | 0.61 | 0.61 | 0.61 | 0.61 | 0.61 | 0.6 | 0.6 | 0.6 | 0.6 | 0.6 | 0.6 | 0.59 | 0.59 | 0.59 | 0.59 | 0.59 | 0.59 | 0.59 | 0.58 | 0.58 | 0.58 | 0.58 | 0.58 | #N/A | #N/A | #N/A | #N/A | #N/A | #N/A | #N/A | #N/A | #N/A | #N/A
[35 empty] | R404A | 0 | 440 | #N/A | #N/A | #N/A | #N/A | #N/A | #N/A | #N/A | #N/A | #N/A | #N/A | #N/A | #N/A | #N/A | #N/A | #N/A | #N/A | #N/A | #N/A | #N/A | #N/A | #N/A | #N/A | #N/A | #N/A | #N/A | 0.84 | 0.83 | 0.83 | 0.83 | 0.82 | 0.82 | 0.81 | 0.81 | 0.81 | 0.8 | 0.8 | 0.79 | 0.79 | 0.79 | 0.78 | 0.78 | 0.77 | 0.77 | 0.77 | 0.76 | 0.76 | 0.76 | 0.75 | 0.75 | 0.75 | 0.74 | 0.74 | 0.74 | 0.73 | 0.73 | 0.73 | 0.72 | 0.72 | 0.72 | 0.72 | 0.71 | 0.71 | 0.71 | 0.7 | 0.7 | 0.7 | 0.69 | 0.69 | 0.69 | 0.69 | 0.68 | 0.68 | 0.68 | 0.68 | 0.67 | 0.67 | 0.67 | 0.67 | 0.66 | 0.66 | 0.66 | 0.66 | 0.65 | 0.65 | 0.65 | 0.65 | 0.64 | 0.64 | 0.64 | 0.64 | 0.64 | 0.63 | 0.63 | 0.63 | 0.63 | 0.63 | 0.62 | 0.62 | 0.62 | 0.62 | 0.62 | 0.61 | 0.61 | 0.61 | 0.61 | 0.61 | 0.61 | 0.6 | 0.6 | 0.6 | 0.6 | 0.6 | 0.6 | 0.59 | 0.59 | 0.59 | 0.59 | 0.59 | 0.59 | 0.59 | 0.58 | #N/A | #N/A | #N/A | #N/A | #N/A | #N/A | #N/A | #N/A | #N/A | #N/A
[35 empty] | R404A | 1 | 441 | #N/A | #N/A | #N/A | #N/A | #N/A | #N/A | #N/A | #N/A | #N/A | #N/A | #N/A | #N/A | #N/A | #N/A | #N/A | #N/A | #N/A | #N/A | #N/A | #N/A | #N/A | #N/A | #N/A | #N/A | #N/A | 0.85 | 0.84 | 0.84 | 0.84 | 0.83 | 0.83 | 0.82 | 0.82 | 0.82 | 0.81 | 0.81 | 0.8 | 0.8 | 0.8 | 0.79 | 0.79 | 0.78 | 0.78 | 0.78 | 0.77 | 0.77 | 0.77 | 0.76 | 0.76 | 0.76 | 0.75 | 0.75 | 0.75 | 0.74 | 0.74 | 0.74 | 0.73 | 0.73 | 0.73 | 0.72 | 0.72 | 0.72 | 0.71 | 0.71 | 0.71 | 0.71 | 0.7 | 0.7 | 0.7 | 0.69 | 0.69 | 0.69 | 0.69 | 0.68 | 0.68 | 0.68 | 0.68 | 0.67 | 0.67 | 0.67 | 0.67 | 0.66 | 0.66 | 0.66 | 0.66 | 0.65 | 0.65 | 0.65 | 0.65 | 0.64 | 0.64 | 0.64 | 0.64 | 0.64 | 0.63 | 0.63 | 0.63 | 0.63 | 0.63 | 0.62 | 0.62 | 0.62 | 0.62 | 0.62 | 0.62 | 0.61 | 0.61 | 0.61 | 0.61 | 0.61 | 0.6 | 0.6 | 0.6 | 0.6 | 0.6 | 0.6 | 0.6 | 0.59 | 0.59 | 0.59 | 0.59 | #N/A | #N/A | #N/A | #N/A | #N/A | #N/A | #N/A | #N/A | #N/A | #N/A
[35 empty] | R404A | 2 | 442 | #N/A | #N/A | #N/A | #N/A | #N/A | #N/A | #N/A | #N/A | #N/A | #N/A | #N/A | #N/A | #N/A | #N/A | #N/A | #N/A | #N/A | #N/A | #N/A | #N/A | #N/A | #N/A | #N/A | #N/A | #N/A | 0.86 | 0.86 | 0.85 | 0.85 | 0.84 | 0.84 | 0.83 | 0.83 | 0.83 | 0.82 | 0.82 | 0.81 | 0.81 | 0.81 | 0.8 | 0.8 | 0.79 | 0.79 | 0.79 | 0.78 | 0.78 | 0.78 | 0.77 | 0.77 | 0.76 | 0.76 | 0.76 | 0.75 | 0.75 | 0.75 | 0.74 | 0.74 | 0.74 | 0.73 | 0.73 | 0.73 | 0.73 | 0.72 | 0.72 | 0.72 | 0.71 | 0.71 | 0.71 | 0.7 | 0.7 | 0.7 | 0.7 | 0.69 | 0.69 | 0.69 | 0.69 | 0.68 | 0.68 | 0.68 | 0.68 | 0.67 | 0.67 | 0.67 | 0.67 | 0.66 | 0.66 | 0.66 | 0.66 | 0.65 | 0.65 | 0.65 | 0.65 | 0.65 | 0.64 | 0.64 | 0.64 | 0.64 | 0.63 | 0.63 | 0.63 | 0.63 | 0.63 | 0.63 | 0.62 | 0.62 | 0.62 | 0.62 | 0.62 | 0.61 | 0.61 | 0.61 | 0.61 | 0.61 | 0.61 | 0.6 | 0.6 | 0.6 | 0.6 | 0.6 | 0.6 | 0.6 | #N/A | #N/A | #N/A | #N/A | #N/A | #N/A | #N/A | #N/A | #N/A | #N/A
[35 empty] | R404A | 3 | 443 | #N/A | #N/A | #N/A | #N/A | #N/A | #N/A | #N/A | #N/A | #N/A | #N/A | #N/A | #N/A | #N/A | #N/A | #N/A | #N/A | #N/A | #N/A | #N/A | #N/A | #N/A | #N/A | #N/A | #N/A | #N/A | 0.87 | 0.87 | 0.86 | 0.86 | 0.85 | 0.85 | 0.85 | 0.84 | 0.84 | 0.83 | 0.83 | 0.82 | 0.82 | 0.82 | 0.81 | 0.81 | 0.8 | 0.8 | 0.8 | 0.79 | 0.79 | 0.79 | 0.78 | 0.78 | 0.77 | 0.77 | 0.77 | 0.76 | 0.76 | 0.76 | 0.75 | 0.75 | 0.75 | 0.74 | 0.74 | 0.74 | 0.73 | 0.73 | 0.73 | 0.72 | 0.72 | 0.72 | 0.72 | 0.71 | 0.71 | 0.71 | 0.7 | 0.7 | 0.7 | 0.7 | 0.69 | 0.69 | 0.69 | 0.69 | 0.68 | 0.68 | 0.68 | 0.68 | 0.67 | 0.67 | 0.67 | 0.67 | 0.66 | 0.66 | 0.66 | 0.66 | 0.65 | 0.65 | 0.65 | 0.65 | 0.65 | 0.64 | 0.64 | 0.64 | 0.64 | 0.64 | 0.63 | 0.63 | 0.63 | 0.63 | 0.63 | 0.62 | 0.62 | 0.62 | 0.62 | 0.62 | 0.62 | 0.61 | 0.61 | 0.61 | 0.61 | 0.61 | 0.61 | 0.6 | 0.6 | 0.6 | #N/A | #N/A | #N/A | #N/A | #N/A | #N/A | #N/A | #N/A | #N/A | #N/A
[35 empty] | R404A | 4 | 444 | #N/A | #N/A | #N/A | #N/A | #N/A | #N/A | #N/A | #N/A | #N/A | #N/A | #N/A | #N/A | #N/A | #N/A | #N/A | #N/A | #N/A | #N/A | #N/A | #N/A | #N/A | #N/A | #N/A | #N/A | #N/A | 0.88 | 0.88 | 0.87 | 0.87 | 0.87 | 0.86 | 0.86 | 0.85 | 0.85 | 0.84 | 0.84 | 0.84 | 0.83 | 0.83 | 0.82 | 0.82 | 0.81 | 0.81 | 0.81 | 0.8 | 0.8 | 0.8 | 0.79 | 0.79 | 0.78 | 0.78 | 0.78 | 0.77 | 0.77 | 0.77 | 0.76 | 0.76 | 0.76 | 0.75 | 0.75 | 0.75 | 0.74 | 0.74 | 0.74 | 0.73 | 0.73 | 0.73 | 0.72 | 0.72 | 0.72 | 0.72 | 0.71 | 0.71 | 0.71 | 0.7 | 0.7 | 0.7 | 0.7 | 0.69 | 0.69 | 0.69 | 0.69 | 0.68 | 0.68 | 0.68 | 0.68 | 0.67 | 0.67 | 0.67 | 0.67 | 0.66 | 0.66 | 0.66 | 0.66 | 0.65 | 0.65 | 0.65 | 0.65 | 0.65 | 0.64 | 0.64 | 0.64 | 0.64 | 0.64 | 0.63 | 0.63 | 0.63 | 0.63 | 0.63 | 0.63 | 0.62 | 0.62 | 0.62 | 0.62 | 0.62 | 0.62 | 0.61 | 0.61 | 0.61 | 0.61 | 0.61 | #N/A | #N/A | #N/A | #N/A | #N/A | #N/A | #N/A | #N/A | #N/A | #N/A
[35 empty] | R404A | 5 | 445 | #N/A | #N/A | #N/A | #N/A | #N/A | #N/A | #N/A | #N/A | #N/A | #N/A | #N/A | #N/A | #N/A | #N/A | #N/A | #N/A | #N/A | #N/A | #N/A | #N/A | #N/A | #N/A | #N/A | #N/A | #N/A | 0.9 | 0.89 | 0.89 | 0.88 | 0.88 | 0.87 | 0.87 | 0.86 | 0.86 | 0.85 | 0.85 | 0.85 | 0.84 | 0.84 | 0.83 | 0.83 | 0.83 | 0.82 | 0.82 | 0.81 | 0.81 | 0.81 | 0.8 | 0.8 | 0.79 | 0.79 | 0.79 | 0.78 | 0.78 | 0.78 | 0.77 | 0.77 | 0.77 | 0.76 | 0.76 | 0.76 | 0.75 | 0.75 | 0.75 | 0.74 | 0.74 | 0.74 | 0.73 | 0.73 | 0.73 | 0.72 | 0.72 | 0.72 | 0.71 | 0.71 | 0.71 | 0.71 | 0.7 | 0.7 | 0.7 | 0.7 | 0.69 | 0.69 | 0.69 | 0.69 | 0.68 | 0.68 | 0.68 | 0.68 | 0.67 | 0.67 | 0.67 | 0.67 | 0.66 | 0.66 | 0.66 | 0.66 | 0.66 | 0.65 | 0.65 | 0.65 | 0.65 | 0.64 | 0.64 | 0.64 | 0.64 | 0.64 | 0.64 | 0.63 | 0.63 | 0.63 | 0.63 | 0.63 | 0.62 | 0.62 | 0.62 | 0.62 | 0.62 | 0.62 | 0.62 | 0.61 | #N/A | #N/A | #N/A | #N/A | #N/A | #N/A | #N/A | #N/A | #N/A | #N/A
[35 empty] | R404A | 6 | 446 | #N/A | #N/A | #N/A | #N/A | #N/A | #N/A | #N/A | #N/A | #N/A | #N/A | #N/A | #N/A | #N/A | #N/A | #N/A | #N/A | #N/A | #N/A | #N/A | #N/A | #N/A | #N/A | #N/A | #N/A | #N/A | 0.91 | 0.9 | 0.9 | 0.89 | 0.89 | 0.89 | 0.88 | 0.88 | 0.87 | 0.87 | 0.86 | 0.86 | 0.85 | 0.85 | 0.84 | 0.84 | 0.84 | 0.83 | 0.83 | 0.82 | 0.82 | 0.82 | 0.81 | 0.81 | 0.8 | 0.8 | 0.8 | 0.79 | 0.79 | 0.79 | 0.78 | 0.78 | 0.77 | 0.77 | 0.77 | 0.76 | 0.76 | 0.76 | 0.75 | 0.75 | 0.75 | 0.74 | 0.74 | 0.74 | 0.74 | 0.73 | 0.73 | 0.73 | 0.72 | 0.72 | 0.72 | 0.71 | 0.71 | 0.71 | 0.71 | 0.7 | 0.7 | 0.7 | 0.7 | 0.69 | 0.69 | 0.69 | 0.69 | 0.68 | 0.68 | 0.68 | 0.68 | 0.67 | 0.67 | 0.67 | 0.67 | 0.66 | 0.66 | 0.66 | 0.66 | 0.66 | 0.65 | 0.65 | 0.65 | 0.65 | 0.65 | 0.64 | 0.64 | 0.64 | 0.64 | 0.64 | 0.63 | 0.63 | 0.63 | 0.63 | 0.63 | 0.63 | 0.62 | 0.62 | 0.62 | 0.62 | #N/A | #N/A | #N/A | #N/A | #N/A | #N/A | #N/A | #N/A | #N/A | #N/A
[35 empty] | R404A | 7 | 447 | #N/A | #N/A | #N/A | #N/A | #N/A | #N/A | #N/A | #N/A | #N/A | #N/A | #N/A | #N/A | #N/A | #N/A | #N/A | #N/A | #N/A | #N/A | #N/A | #N/A | #N/A | #N/A | #N/A | #N/A | #N/A | 0.92 | 0.92 | 0.91 | 0.91 | 0.9 | 0.9 | 0.89 | 0.89 | 0.88 | 0.88 | 0.87 | 0.87 | 0.86 | 0.86 | 0.86 | 0.85 | 0.85 | 0.84 | 0.84 | 0.83 | 0.83 | 0.83 | 0.82 | 0.82 | 0.81 | 0.81 | 0.81 | 0.8 | 0.8 | 0.8 | 0.79 | 0.79 | 0.78 | 0.78 | 0.78 | 0.77 | 0.77 | 0.77 | 0.76 | 0.76 | 0.76 | 0.75 | 0.75 | 0.75 | 0.74 | 0.74 | 0.74 | 0.73 | 0.73 | 0.73 | 0.73 | 0.72 | 0.72 | 0.72 | 0.71 | 0.71 | 0.71 | 0.71 | 0.7 | 0.7 | 0.7 | 0.7 | 0.69 | 0.69 | 0.69 | 0.69 | 0.68 | 0.68 | 0.68 | 0.68 | 0.67 | 0.67 | 0.67 | 0.67 | 0.67 | 0.66 | 0.66 | 0.66 | 0.66 | 0.65 | 0.65 | 0.65 | 0.65 | 0.65 | 0.65 | 0.64 | 0.64 | 0.64 | 0.64 | 0.64 | 0.63 | 0.63 | 0.63 | 0.63 | 0.63 | 0.63 | #N/A | #N/A | #N/A | #N/A | #N/A | #N/A | #N/A | #N/A | #N/A | #N/A
[35 empty] | R404A | 8 | 448 | #N/A | #N/A | #N/A | #N/A | #N/A | #N/A | #N/A | #N/A | #N/A | #N/A | #N/A | #N/A | #N/A | #N/A | #N/A | #N/A | #N/A | #N/A | #N/A | #N/A | #N/A | #N/A | #N/A | #N/A | #N/A | 0.94 | 0.93 | 0.93 | 0.92 | 0.92 | 0.91 | 0.91 | 0.9 | 0.9 | 0.89 | 0.89 | 0.88 | 0.88 | 0.87 | 0.87 | 0.86 | 0.86 | 0.85 | 0.85 | 0.85 | 0.84 | 0.84 | 0.83 | 0.83 | 0.83 | 0.82 | 0.82 | 0.81 | 0.81 | 0.81 | 0.8 | 0.8 | 0.79 | 0.79 | 0.79 | 0.78 | 0.78 | 0.78 | 0.77 | 0.77 | 0.77 | 0.76 | 0.76 | 0.76 | 0.75 | 0.75 | 0.75 | 0.74 | 0.74 | 0.74 | 0.73 | 0.73 | 0.73 | 0.73 | 0.72 | 0.72 | 0.72 | 0.71 | 0.71 | 0.71 | 0.71 | 0.7 | 0.7 | 0.7 | 0.7 | 0.69 | 0.69 | 0.69 | 0.69 | 0.68 | 0.68 | 0.68 | 0.68 | 0.67 | 0.67 | 0.67 | 0.67 | 0.67 | 0.66 | 0.66 | 0.66 | 0.66 | 0.66 | 0.65 | 0.65 | 0.65 | 0.65 | 0.65 | 0.64 | 0.64 | 0.64 | 0.64 | 0.64 | 0.64 | 0.63 | 0.63 | #N/A | #N/A | #N/A | #N/A | #N/A | #N/A | #N/A | #N/A | #N/A | #N/A
[35 empty] | R404A | 9 | 449 | #N/A | #N/A | #N/A | #N/A | #N/A | #N/A | #N/A | #N/A | #N/A | #N/A | #N/A | #N/A | #N/A | #N/A | #N/A | #N/A | #N/A | #N/A | #N/A | #N/A | #N/A | #N/A | #N/A | #N/A | #N/A | 0.95 | 0.94 | 0.94 | 0.93 | 0.93 | 0.92 | 0.92 | 0.91 | 0.91 | 0.9 | 0.9 | 0.89 | 0.89 | 0.88 | 0.88 | 0.88 | 0.87 | 0.87 | 0.86 | 0.86 | 0.85 | 0.85 | 0.84 | 0.84 | 0.84 | 0.83 | 0.83 | 0.82 | 0.82 | 0.82 | 0.81 | 0.81 | 0.8 | 0.8 | 0.8 | 0.79 | 0.79 | 0.79 | 0.78 | 0.78 | 0.78 | 0.77 | 0.77 | 0.77 | 0.76 | 0.76 | 0.76 | 0.75 | 0.75 | 0.75 | 0.74 | 0.74 | 0.74 | 0.73 | 0.73 | 0.73 | 0.73 | 0.72 | 0.72 | 0.72 | 0.71 | 0.71 | 0.71 | 0.71 | 0.7 | 0.7 | 0.7 | 0.7 | 0.69 | 0.69 | 0.69 | 0.69 | 0.68 | 0.68 | 0.68 | 0.68 | 0.68 | 0.67 | 0.67 | 0.67 | 0.67 | 0.67 | 0.66 | 0.66 | 0.66 | 0.66 | 0.66 | 0.65 | 0.65 | 0.65 | 0.65 | 0.65 | 0.64 | 0.64 | 0.64 | 0.64 | #N/A | #N/A | #N/A | #N/A | #N/A | #N/A | #N/A | #N/A | #N/A | #N/A
[35 empty] | R404A | 10 | 450 | #N/A | #N/A | #N/A | #N/A | #N/A | #N/A | #N/A | #N/A | #N/A | #N/A | #N/A | #N/A | #N/A | #N/A | #N/A | #N/A | #N/A | #N/A | #N/A | #N/A | #N/A | #N/A | #N/A | #N/A | #N/A | 0.96 | 0.96 | 0.95 | 0.95 | 0.94 | 0.94 | 0.93 | 0.93 | 0.92 | 0.92 | 0.91 | 0.91 | 0.9 | 0.9 | 0.89 | 0.89 | 0.88 | 0.88 | 0.87 | 0.87 | 0.86 | 0.86 | 0.86 | 0.85 | 0.85 | 0.84 | 0.84 | 0.84 | 0.83 | 0.83 | 0.82 | 0.82 | 0.82 | 0.81 | 0.81 | 0.8 | 0.8 | 0.8 | 0.79 | 0.79 | 0.79 | 0.78 | 0.78 | 0.78 | 0.77 | 0.77 | 0.77 | 0.76 | 0.76 | 0.76 | 0.75 | 0.75 | 0.75 | 0.74 | 0.74 | 0.74 | 0.73 | 0.73 | 0.73 | 0.73 | 0.72 | 0.72 | 0.72 | 0.72 | 0.71 | 0.71 | 0.71 | 0.7 | 0.7 | 0.7 | 0.7 | 0.69 | 0.69 | 0.69 | 0.69 | 0.69 | 0.68 | 0.68 | 0.68 | 0.68 | 0.67 | 0.67 | 0.67 | 0.67 | 0.67 | 0.66 | 0.66 | 0.66 | 0.66 | 0.66 | 0.66 | 0.65 | 0.65 | 0.65 | 0.65 | 0.65 | #N/A | #N/A | #N/A | #N/A | #N/A | #N/A | #N/A | #N/A | #N/A | #N/A
[35 empty] | R404A | 11 | 451 | #N/A | #N/A | #N/A | #N/A | #N/A | #N/A | #N/A | #N/A | #N/A | #N/A | #N/A | #N/A | #N/A | #N/A | #N/A | #N/A | #N/A | #N/A | #N/A | #N/A | #N/A | #N/A | #N/A | #N/A | #N/A | 0.98 | 0.97 | 0.97 | 0.96 | 0.96 | 0.95 | 0.95 | 0.94 | 0.94 | 0.93 | 0.93 | 0.92 | 0.92 | 0.91 | 0.91 | 0.9 | 0.9 | 0.89 | 0.89 | 0.88 | 0.88 | 0.87 | 0.87 | 0.86 | 0.86 | 0.85 | 0.85 | 0.85 | 0.84 | 0.84 | 0.83 | 0.83 | 0.83 | 0.82 | 0.82 | 0.81 | 0.81 | 0.81 | 0.8 | 0.8 | 0.8 | 0.79 | 0.79 | 0.79 | 0.78 | 0.78 | 0.77 | 0.77 | 0.77 | 0.77 | 0.76 | 0.76 | 0.76 | 0.75 | 0.75 | 0.75 | 0.74 | 0.74 | 0.74 | 0.73 | 0.73 | 0.73 | 0.73 | 0.72 | 0.72 | 0.72 | 0.72 | 0.71 | 0.71 | 0.71 | 0.71 | 0.7 | 0.7 | 0.7 | 0.7 | 0.69 | 0.69 | 0.69 | 0.69 | 0.68 | 0.68 | 0.68 | 0.68 | 0.68 | 0.67 | 0.67 | 0.67 | 0.67 | 0.67 | 0.66 | 0.66 | 0.66 | 0.66 | 0.66 | 0.66 | 0.65 | #N/A | #N/A | #N/A | #N/A | #N/A | #N/A | #N/A | #N/A | #N/A | #N/A
[35 empty] | R404A | 12 | 452 | #N/A | #N/A | #N/A | #N/A | #N/A | #N/A | #N/A | #N/A | #N/A | #N/A | #N/A | #N/A | #N/A | #N/A | #N/A | #N/A | #N/A | #N/A | #N/A | #N/A | #N/A | #N/A | #N/A | #N/A | #N/A | 0.99 | 0.99 | 0.98 | 0.98 | 0.97 | 0.97 | 0.96 | 0.96 | 0.95 | 0.94 | 0.94 | 0.93 | 0.93 | 0.92 | 0.92 | 0.91 | 0.91 | 0.9 | 0.9 | 0.89 | 0.89 | 0.88 | 0.88 | 0.88 | 0.87 | 0.87 | 0.86 | 0.86 | 0.85 | 0.85 | 0.85 | 0.84 | 0.84 | 0.83 | 0.83 | 0.83 | 0.82 | 0.82 | 0.81 | 0.81 | 0.81 | 0.8 | 0.8 | 0.8 | 0.79 | 0.79 | 0.78 | 0.78 | 0.78 | 0.77 | 0.77 | 0.77 | 0.77 | 0.76 | 0.76 | 0.76 | 0.75 | 0.75 | 0.75 | 0.74 | 0.74 | 0.74 | 0.74 | 0.73 | 0.73 | 0.73 | 0.72 | 0.72 | 0.72 | 0.72 | 0.71 | 0.71 | 0.71 | 0.71 | 0.7 | 0.7 | 0.7 | 0.7 | 0.69 | 0.69 | 0.69 | 0.69 | 0.69 | 0.68 | 0.68 | 0.68 | 0.68 | 0.68 | 0.67 | 0.67 | 0.67 | 0.67 | 0.67 | 0.66 | 0.66 | 0.66 | #N/A | #N/A | #N/A | #N/A | #N/A | #N/A | #N/A | #N/A | #N/A | #N/A
[35 empty] | R404A | 13 | 453 | #N/A | #N/A | #N/A | #N/A | #N/A | #N/A | #N/A | #N/A | #N/A | #N/A | #N/A | #N/A | #N/A | #N/A | #N/A | #N/A | #N/A | #N/A | #N/A | #N/A | #N/A | #N/A | #N/A | #N/A | #N/A | 1.01 | 1 | 1 | 0.99 | 0.99 | 0.98 | 0.98 | 0.97 | 0.96 | 0.96 | 0.95 | 0.95 | 0.94 | 0.94 | 0.93 | 0.93 | 0.92 | 0.92 | 0.91 | 0.91 | 0.9 | 0.9 | 0.89 | 0.89 | 0.88 | 0.88 | 0.87 | 0.87 | 0.87 | 0.86 | 0.86 | 0.85 | 0.85 | 0.84 | 0.84 | 0.84 | 0.83 | 0.83 | 0.82 | 0.82 | 0.82 | 0.81 | 0.81 | 0.81 | 0.8 | 0.8 | 0.8 | 0.79 | 0.79 | 0.78 | 0.78 | 0.78 | 0.77 | 0.77 | 0.77 | 0.77 | 0.76 | 0.76 | 0.76 | 0.75 | 0.75 | 0.75 | 0.74 | 0.74 | 0.74 | 0.74 | 0.73 | 0.73 | 0.73 | 0.72 | 0.72 | 0.72 | 0.72 | 0.71 | 0.71 | 0.71 | 0.71 | 0.71 | 0.7 | 0.7 | 0.7 | 0.7 | 0.69 | 0.69 | 0.69 | 0.69 | 0.69 | 0.68 | 0.68 | 0.68 | 0.68 | 0.68 | 0.67 | 0.67 | 0.67 | 0.67 | #N/A | #N/A | #N/A | #N/A | #N/A | #N/A | #N/A | #N/A | #N/A | #N/A
[35 empty] | R404A | 14 | 454 | #N/A | #N/A | #N/A | #N/A | #N/A | #N/A | #N/A | #N/A | #N/A | #N/A | #N/A | #N/A | #N/A | #N/A | #N/A | #N/A | #N/A | #N/A | #N/A | #N/A | #N/A | #N/A | #N/A | #N/A | #N/A | 1.03 | 1.02 | 1.01 | 1.01 | 1 | 1 | 0.99 | 0.98 | 0.98 | 0.97 | 0.97 | 0.96 | 0.96 | 0.95 | 0.95 | 0.94 | 0.94 | 0.93 | 0.93 | 0.92 | 0.92 | 0.91 | 0.91 | 0.9 | 0.9 | 0.89 | 0.89 | 0.88 | 0.88 | 0.87 | 0.87 | 0.86 | 0.86 | 0.86 | 0.85 | 0.85 | 0.84 | 0.84 | 0.84 | 0.83 | 0.83 | 0.82 | 0.82 | 0.82 | 0.81 | 0.81 | 0.81 | 0.8 | 0.8 | 0.79 | 0.79 | 0.79 | 0.78 | 0.78 | 0.78 | 0.77 | 0.77 | 0.77 | 0.77 | 0.76 | 0.76 | 0.76 | 0.75 | 0.75 | 0.75 | 0.74 | 0.74 | 0.74 | 0.74 | 0.73 | 0.73 | 0.73 | 0.73 | 0.72 | 0.72 | 0.72 | 0.72 | 0.71 | 0.71 | 0.71 | 0.71 | 0.7 | 0.7 | 0.7 | 0.7 | 0.7 | 0.69 | 0.69 | 0.69 | 0.69 | 0.69 | 0.68 | 0.68 | 0.68 | 0.68 | 0.68 | #N/A | #N/A | #N/A | #N/A | #N/A | #N/A | #N/A | #N/A | #N/A | #N/A
[35 empty] | R404A | 15 | 455 | #N/A | #N/A | #N/A | #N/A | #N/A | #N/A | #N/A | #N/A | #N/A | #N/A | #N/A | #N/A | #N/A | #N/A | #N/A | #N/A | #N/A | #N/A | #N/A | #N/A | #N/A | #N/A | #N/A | #N/A | #N/A | 1.04 | 1.04 | 1.03 | 1.03 | 1.02 | 1.01 | 1.01 | 1 | 0.99 | 0.99 | 0.98 | 0.98 | 0.97 | 0.97 | 0.96 | 0.96 | 0.95 | 0.94 | 0.94 | 0.93 | 0.93 | 0.92 | 0.92 | 0.91 | 0.91 | 0.9 | 0.9 | 0.9 | 0.89 | 0.89 | 0.88 | 0.88 | 0.87 | 0.87 | 0.86 | 0.86 | 0.86 | 0.85 | 0.85 | 0.84 | 0.84 | 0.84 | 0.83 | 0.83 | 0.82 | 0.82 | 0.82 | 0.81 | 0.81 | 0.81 | 0.8 | 0.8 | 0.79 | 0.79 | 0.79 | 0.78 | 0.78 | 0.78 | 0.78 | 0.77 | 0.77 | 0.77 | 0.76 | 0.76 | 0.76 | 0.75 | 0.75 | 0.75 | 0.75 | 0.74 | 0.74 | 0.74 | 0.73 | 0.73 | 0.73 | 0.73 | 0.72 | 0.72 | 0.72 | 0.72 | 0.71 | 0.71 | 0.71 | 0.71 | 0.71 | 0.7 | 0.7 | 0.7 | 0.7 | 0.7 | 0.69 | 0.69 | 0.69 | 0.69 | 0.69 | 0.68 | #N/A | #N/A | #N/A | #N/A | #N/A | #N/A | #N/A | #N/A | #N/A | #N/A
[35 empty] | R404A | 16 | 456 | #N/A | #N/A | #N/A | #N/A | #N/A | #N/A | #N/A | #N/A | #N/A | #N/A | #N/A | #N/A | #N/A | #N/A | #N/A | #N/A | #N/A | #N/A | #N/A | #N/A | #N/A | #N/A | #N/A | #N/A | #N/A | 1.06 | 1.06 | 1.05 | 1.04 | 1.04 | 1.03 | 1.02 | 1.02 | 1.01 | 1 | 1 | 0.99 | 0.99 | 0.98 | 0.98 | 0.97 | 0.96 | 0.96 | 0.95 | 0.95 | 0.94 | 0.94 | 0.93 | 0.93 | 0.92 | 0.92 | 0.91 | 0.91 | 0.9 | 0.9 | 0.89 | 0.89 | 0.89 | 0.88 | 0.88 | 0.87 | 0.87 | 0.86 | 0.86 | 0.85 | 0.85 | 0.85 | 0.84 | 0.84 | 0.83 | 0.83 | 0.83 | 0.82 | 0.82 | 0.82 | 0.81 | 0.81 | 0.81 | 0.8 | 0.8 | 0.8 | 0.79 | 0.79 | 0.79 | 0.78 | 0.78 | 0.78 | 0.77 | 0.77 | 0.77 | 0.76 | 0.76 | 0.76 | 0.75 | 0.75 | 0.75 | 0.75 | 0.74 | 0.74 | 0.74 | 0.74 | 0.73 | 0.73 | 0.73 | 0.73 | 0.72 | 0.72 | 0.72 | 0.72 | 0.71 | 0.71 | 0.71 | 0.71 | 0.71 | 0.7 | 0.7 | 0.7 | 0.7 | 0.7 | 0.69 | 0.69 | #N/A | #N/A | #N/A | #N/A | #N/A | #N/A | #N/A | #N/A | #N/A | #N/A
[35 empty] | R404A | 17 | 457 | #N/A | #N/A | #N/A | #N/A | #N/A | #N/A | #N/A | #N/A | #N/A | #N/A | #N/A | #N/A | #N/A | #N/A | #N/A | #N/A | #N/A | #N/A | #N/A | #N/A | #N/A | #N/A | #N/A | #N/A | #N/A | 1.08 | 1.07 | 1.07 | 1.06 | 1.05 | 1.05 | 1.04 | 1.03 | 1.03 | 1.02 | 1.01 | 1.01 | 1 | 1 | 0.99 | 0.99 | 0.98 | 0.97 | 0.97 | 0.96 | 0.96 | 0.95 | 0.95 | 0.94 | 0.94 | 0.93 | 0.93 | 0.92 | 0.92 | 0.91 | 0.91 | 0.9 | 0.9 | 0.89 | 0.89 | 0.88 | 0.88 | 0.88 | 0.87 | 0.87 | 0.86 | 0.86 | 0.85 | 0.85 | 0.85 | 0.84 | 0.84 | 0.83 | 0.83 | 0.83 | 0.82 | 0.82 | 0.82 | 0.81 | 0.81 | 0.81 | 0.8 | 0.8 | 0.8 | 0.79 | 0.79 | 0.79 | 0.78 | 0.78 | 0.78 | 0.77 | 0.77 | 0.77 | 0.76 | 0.76 | 0.76 | 0.76 | 0.75 | 0.75 | 0.75 | 0.75 | 0.74 | 0.74 | 0.74 | 0.73 | 0.73 | 0.73 | 0.73 | 0.73 | 0.72 | 0.72 | 0.72 | 0.72 | 0.71 | 0.71 | 0.71 | 0.71 | 0.71 | 0.7 | 0.7 | 0.7 | #N/A | #N/A | #N/A | #N/A | #N/A | #N/A | #N/A | #N/A | #N/A | #N/A
[35 empty] | R404A | 18 | 458 | #N/A | #N/A | #N/A | #N/A | #N/A | #N/A | #N/A | #N/A | #N/A | #N/A | #N/A | #N/A | #N/A | #N/A | #N/A | #N/A | #N/A | #N/A | #N/A | #N/A | #N/A | #N/A | #N/A | #N/A | #N/A | 1.1 | 1.09 | 1.08 | 1.08 | 1.07 | 1.06 | 1.06 | 1.05 | 1.04 | 1.04 | 1.03 | 1.03 | 1.02 | 1.01 | 1.01 | 1 | 1 | 0.99 | 0.98 | 0.98 | 0.97 | 0.97 | 0.96 | 0.96 | 0.95 | 0.95 | 0.94 | 0.94 | 0.93 | 0.93 | 0.92 | 0.92 | 0.91 | 0.91 | 0.9 | 0.9 | 0.89 | 0.89 | 0.88 | 0.88 | 0.88 | 0.87 | 0.87 | 0.86 | 0.86 | 0.85 | 0.85 | 0.85 | 0.84 | 0.84 | 0.83 | 0.83 | 0.83 | 0.82 | 0.82 | 0.82 | 0.81 | 0.81 | 0.81 | 0.8 | 0.8 | 0.8 | 0.79 | 0.79 | 0.79 | 0.78 | 0.78 | 0.78 | 0.77 | 0.77 | 0.77 | 0.77 | 0.76 | 0.76 | 0.76 | 0.75 | 0.75 | 0.75 | 0.75 | 0.74 | 0.74 | 0.74 | 0.74 | 0.73 | 0.73 | 0.73 | 0.73 | 0.72 | 0.72 | 0.72 | 0.72 | 0.72 | 0.71 | 0.71 | 0.71 | 0.71 | #N/A | #N/A | #N/A | #N/A | #N/A | #N/A | #N/A | #N/A | #N/A | #N/A
[35 empty] | R404A | 19 | 459 | #N/A | #N/A | #N/A | #N/A | #N/A | #N/A | #N/A | #N/A | #N/A | #N/A | #N/A | #N/A | #N/A | #N/A | #N/A | #N/A | #N/A | #N/A | #N/A | #N/A | #N/A | #N/A | #N/A | #N/A | #N/A | 1.12 | 1.11 | 1.1 | 1.1 | 1.09 | 1.08 | 1.08 | 1.07 | 1.06 | 1.06 | 1.05 | 1.04 | 1.04 | 1.03 | 1.02 | 1.02 | 1.01 | 1.01 | 1 | 0.99 | 0.99 | 0.98 | 0.98 | 0.97 | 0.97 | 0.96 | 0.96 | 0.95 | 0.95 | 0.94 | 0.93 | 0.93 | 0.93 | 0.92 | 0.92 | 0.91 | 0.91 | 0.9 | 0.9 | 0.89 | 0.89 | 0.88 | 0.88 | 0.87 | 0.87 | 0.87 | 0.86 | 0.86 | 0.85 | 0.85 | 0.85 | 0.84 | 0.84 | 0.84 | 0.83 | 0.83 | 0.82 | 0.82 | 0.82 | 0.81 | 0.81 | 0.81 | 0.8 | 0.8 | 0.8 | 0.79 | 0.79 | 0.79 | 0.78 | 0.78 | 0.78 | 0.78 | 0.77 | 0.77 | 0.77 | 0.76 | 0.76 | 0.76 | 0.76 | 0.75 | 0.75 | 0.75 | 0.75 | 0.74 | 0.74 | 0.74 | 0.74 | 0.73 | 0.73 | 0.73 | 0.73 | 0.73 | 0.72 | 0.72 | 0.72 | 0.72 | #N/A | #N/A | #N/A | #N/A | #N/A | #N/A | #N/A | #N/A | #N/A | #N/A
[35 empty] | R404A | 20 | 460 | #N/A | #N/A | #N/A | #N/A | #N/A | #N/A | #N/A | #N/A | #N/A | #N/A | #N/A | #N/A | #N/A | #N/A | #N/A | #N/A | #N/A | #N/A | #N/A | #N/A | #N/A | #N/A | #N/A | #N/A | #N/A | 1.14 | 1.13 | 1.12 | 1.12 | 1.11 | 1.1 | 1.09 | 1.09 | 1.08 | 1.07 | 1.07 | 1.06 | 1.05 | 1.05 | 1.04 | 1.03 | 1.03 | 1.02 | 1.02 | 1.01 | 1 | 1 | 0.99 | 0.99 | 0.98 | 0.98 | 0.97 | 0.97 | 0.96 | 0.95 | 0.95 | 0.94 | 0.94 | 0.93 | 0.93 | 0.92 | 0.92 | 0.91 | 0.91 | 0.91 | 0.9 | 0.9 | 0.89 | 0.89 | 0.88 | 0.88 | 0.87 | 0.87 | 0.87 | 0.86 | 0.86 | 0.85 | 0.85 | 0.85 | 0.84 | 0.84 | 0.84 | 0.83 | 0.83 | 0.82 | 0.82 | 0.82 | 0.81 | 0.81 | 0.81 | 0.8 | 0.8 | 0.8 | 0.79 | 0.79 | 0.79 | 0.79 | 0.78 | 0.78 | 0.78 | 0.77 | 0.77 | 0.77 | 0.77 | 0.76 | 0.76 | 0.76 | 0.76 | 0.75 | 0.75 | 0.75 | 0.75 | 0.74 | 0.74 | 0.74 | 0.74 | 0.73 | 0.73 | 0.73 | 0.73 | 0.73 | #N/A | #N/A | #N/A | #N/A | #N/A | #N/A | #N/A | #N/A | #N/A | #N/A
[35 empty] | R404A | 21 | 461 | #N/A | #N/A | #N/A | #N/A | #N/A | #N/A | #N/A | #N/A | #N/A | #N/A | #N/A | #N/A | #N/A | #N/A | #N/A | #N/A | #N/A | #N/A | #N/A | #N/A | #N/A | #N/A | #N/A | #N/A | #N/A | 1.16 | 1.15 | 1.14 | 1.14 | 1.13 | 1.12 | 1.11 | 1.11 | 1.1 | 1.09 | 1.09 | 1.08 | 1.07 | 1.07 | 1.06 | 1.05 | 1.05 | 1.04 | 1.03 | 1.03 | 1.02 | 1.02 | 1.01 | 1 | 1 | 0.99 | 0.99 | 0.98 | 0.98 | 0.97 | 0.96 | 0.96 | 0.95 | 0.95 | 0.94 | 0.94 | 0.93 | 0.93 | 0.92 | 0.92 | 0.91 | 0.91 | 0.91 | 0.9 | 0.9 | 0.89 | 0.89 | 0.88 | 0.88 | 0.88 | 0.87 | 0.87 | 0.86 | 0.86 | 0.86 | 0.85 | 0.85 | 0.84 | 0.84 | 0.84 | 0.83 | 0.83 | 0.83 | 0.82 | 0.82 | 0.82 | 0.81 | 0.81 | 0.81 | 0.8 | 0.8 | 0.8 | 0.79 | 0.79 | 0.79 | 0.78 | 0.78 | 0.78 | 0.78 | 0.77 | 0.77 | 0.77 | 0.77 | 0.76 | 0.76 | 0.76 | 0.76 | 0.75 | 0.75 | 0.75 | 0.75 | 0.74 | 0.74 | 0.74 | 0.74 | 0.74 | #N/A | #N/A | #N/A | #N/A | #N/A | #N/A | #N/A | #N/A | #N/A | #N/A
[35 empty] | R404A | 22 | 462 | #N/A | #N/A | #N/A | #N/A | #N/A | #N/A | #N/A | #N/A | #N/A | #N/A | #N/A | #N/A | #N/A | #N/A | #N/A | #N/A | #N/A | #N/A | #N/A | #N/A | #N/A | #N/A | #N/A | #N/A | #N/A | 1.18 | 1.17 | 1.17 | 1.16 | 1.15 | 1.14 | 1.13 | 1.13 | 1.12 | 1.11 | 1.11 | 1.1 | 1.09 | 1.08 | 1.08 | 1.07 | 1.06 | 1.06 | 1.05 | 1.04 | 1.04 | 1.03 | 1.03 | 1.02 | 1.01 | 1.01 | 1 | 1 | 0.99 | 0.99 | 0.98 | 0.97 | 0.97 | 0.96 | 0.96 | 0.95 | 0.95 | 0.94 | 0.94 | 0.93 | 0.93 | 0.92 | 0.92 | 0.91 | 0.91 | 0.91 | 0.9 | 0.9 | 0.89 | 0.89 | 0.88 | 0.88 | 0.88 | 0.87 | 0.87 | 0.86 | 0.86 | 0.86 | 0.85 | 0.85 | 0.84 | 0.84 | 0.84 | 0.83 | 0.83 | 0.83 | 0.82 | 0.82 | 0.82 | 0.81 | 0.81 | 0.81 | 0.8 | 0.8 | 0.8 | 0.79 | 0.79 | 0.79 | 0.79 | 0.78 | 0.78 | 0.78 | 0.78 | 0.77 | 0.77 | 0.77 | 0.76 | 0.76 | 0.76 | 0.76 | 0.76 | 0.75 | 0.75 | 0.75 | 0.75 | 0.74 | #N/A | #N/A | #N/A | #N/A | #N/A | #N/A | #N/A | #N/A | #N/A | #N/A
[35 empty] | R404A | 23 | 463 | #N/A | #N/A | #N/A | #N/A | #N/A | #N/A | #N/A | #N/A | #N/A | #N/A | #N/A | #N/A | #N/A | #N/A | #N/A | #N/A | #N/A | #N/A | #N/A | #N/A | #N/A | #N/A | #N/A | #N/A | #N/A | 1.2 | 1.2 | 1.19 | 1.18 | 1.17 | 1.16 | 1.16 | 1.15 | 1.14 | 1.13 | 1.13 | 1.12 | 1.11 | 1.1 | 1.1 | 1.09 | 1.08 | 1.08 | 1.07 | 1.06 | 1.06 | 1.05 | 1.04 | 1.04 | 1.03 | 1.02 | 1.02 | 1.01 | 1.01 | 1 | 1 | 0.99 | 0.98 | 0.98 | 0.97 | 0.97 | 0.96 | 0.96 | 0.95 | 0.95 | 0.94 | 0.94 | 0.93 | 0.93 | 0.92 | 0.92 | 0.91 | 0.91 | 0.91 | 0.9 | 0.9 | 0.89 | 0.89 | 0.88 | 0.88 | 0.88 | 0.87 | 0.87 | 0.86 | 0.86 | 0.86 | 0.85 | 0.85 | 0.85 | 0.84 | 0.84 | 0.83 | 0.83 | 0.83 | 0.82 | 0.82 | 0.82 | 0.81 | 0.81 | 0.81 | 0.81 | 0.8 | 0.8 | 0.8 | 0.79 | 0.79 | 0.79 | 0.79 | 0.78 | 0.78 | 0.78 | 0.78 | 0.77 | 0.77 | 0.77 | 0.77 | 0.76 | 0.76 | 0.76 | 0.76 | 0.75 | #N/A | #N/A | #N/A | #N/A | #N/A | #N/A | #N/A | #N/A | #N/A | #N/A
[35 empty] | R404A | 24 | 464 | #N/A | #N/A | #N/A | #N/A | #N/A | #N/A | #N/A | #N/A | #N/A | #N/A | #N/A | #N/A | #N/A | #N/A | #N/A | #N/A | #N/A | #N/A | #N/A | #N/A | #N/A | #N/A | #N/A | #N/A | #N/A | 1.23 | 1.22 | 1.21 | 1.2 | 1.19 | 1.19 | 1.18 | 1.17 | 1.16 | 1.15 | 1.15 | 1.14 | 1.13 | 1.12 | 1.12 | 1.11 | 1.1 | 1.09 | 1.09 | 1.08 | 1.07 | 1.07 | 1.06 | 1.06 | 1.05 | 1.04 | 1.04 | 1.03 | 1.02 | 1.02 | 1.01 | 1.01 | 1 | 1 | 0.99 | 0.98 | 0.98 | 0.97 | 0.97 | 0.96 | 0.96 | 0.95 | 0.95 | 0.94 | 0.94 | 0.93 | 0.93 | 0.92 | 0.92 | 0.92 | 0.91 | 0.91 | 0.9 | 0.9 | 0.89 | 0.89 | 0.88 | 0.88 | 0.88 | 0.87 | 0.87 | 0.87 | 0.86 | 0.86 | 0.85 | 0.85 | 0.85 | 0.84 | 0.84 | 0.84 | 0.83 | 0.83 | 0.83 | 0.82 | 0.82 | 0.82 | 0.81 | 0.81 | 0.81 | 0.8 | 0.8 | 0.8 | 0.8 | 0.79 | 0.79 | 0.79 | 0.79 | 0.78 | 0.78 | 0.78 | 0.78 | 0.77 | 0.77 | 0.77 | 0.77 | 0.76 | #N/A | #N/A | #N/A | #N/A | #N/A | #N/A | #N/A | #N/A | #N/A | #N/A
[35 empty] | R404A | 25 | 465 | #N/A | #N/A | #N/A | #N/A | #N/A | #N/A | #N/A | #N/A | #N/A | #N/A | #N/A | #N/A | #N/A | #N/A | #N/A | #N/A | #N/A | #N/A | #N/A | #N/A | #N/A | #N/A | #N/A | #N/A | #N/A | 1.25 | 1.24 | 1.23 | 1.23 | 1.22 | 1.21 | 1.2 | 1.19 | 1.18 | 1.18 | 1.17 | 1.16 | 1.15 | 1.14 | 1.14 | 1.13 | 1.12 | 1.11 | 1.11 | 1.1 | 1.09 | 1.09 | 1.08 | 1.07 | 1.07 | 1.06 | 1.05 | 1.05 | 1.04 | 1.04 | 1.03 | 1.02 | 1.02 | 1.01 | 1.01 | 1 | 1 | 0.99 | 0.98 | 0.98 | 0.97 | 0.97 | 0.96 | 0.96 | 0.95 | 0.95 | 0.94 | 0.94 | 0.93 | 0.93 | 0.92 | 0.92 | 0.92 | 0.91 | 0.91 | 0.9 | 0.9 | 0.89 | 0.89 | 0.89 | 0.88 | 0.88 | 0.87 | 0.87 | 0.87 | 0.86 | 0.86 | 0.86 | 0.85 | 0.85 | 0.84 | 0.84 | 0.84 | 0.83 | 0.83 | 0.83 | 0.83 | 0.82 | 0.82 | 0.82 | 0.81 | 0.81 | 0.81 | 0.8 | 0.8 | 0.8 | 0.8 | 0.79 | 0.79 | 0.79 | 0.79 | 0.78 | 0.78 | 0.78 | 0.78 | 0.77 | #N/A | #N/A | #N/A | #N/A | #N/A | #N/A | #N/A | #N/A | #N/A | #N/A
[35 empty] | R404A | 26 | 466 | #N/A | #N/A | #N/A | #N/A | #N/A | #N/A | #N/A | #N/A | #N/A | #N/A | #N/A | #N/A | #N/A | #N/A | #N/A | #N/A | #N/A | #N/A | #N/A | #N/A | #N/A | #N/A | #N/A | #N/A | #N/A | 1.28 | 1.27 | 1.26 | 1.25 | 1.24 | 1.23 | 1.22 | 1.22 | 1.21 | 1.2 | 1.19 | 1.18 | 1.17 | 1.17 | 1.16 | 1.15 | 1.14 | 1.14 | 1.13 | 1.12 | 1.11 | 1.11 | 1.1 | 1.09 | 1.09 | 1.08 | 1.07 | 1.07 | 1.06 | 1.05 | 1.05 | 1.04 | 1.04 | 1.03 | 1.02 | 1.02 | 1.01 | 1.01 | 1 | 0.99 | 0.99 | 0.98 | 0.98 | 0.97 | 0.97 | 0.96 | 0.96 | 0.95 | 0.95 | 0.94 | 0.94 | 0.93 | 0.93 | 0.93 | 0.92 | 0.92 | 0.91 | 0.91 | 0.9 | 0.9 | 0.9 | 0.89 | 0.89 | 0.88 | 0.88 | 0.88 | 0.87 | 0.87 | 0.86 | 0.86 | 0.86 | 0.85 | 0.85 | 0.85 | 0.84 | 0.84 | 0.84 | 0.83 | 0.83 | 0.83 | 0.82 | 0.82 | 0.82 | 0.82 | 0.81 | 0.81 | 0.81 | 0.8 | 0.8 | 0.8 | 0.8 | 0.79 | 0.79 | 0.79 | 0.79 | 0.78 | #N/A | #N/A | #N/A | #N/A | #N/A | #N/A | #N/A | #N/A | #N/A | #N/A
[35 empty] | R404A | 27 | 467 | #N/A | #N/A | #N/A | #N/A | #N/A | #N/A | #N/A | #N/A | #N/A | #N/A | #N/A | #N/A | #N/A | #N/A | #N/A | #N/A | #N/A | #N/A | #N/A | #N/A | #N/A | #N/A | #N/A | #N/A | #N/A | 1.31 | 1.3 | 1.29 | 1.28 | 1.27 | 1.26 | 1.25 | 1.24 | 1.23 | 1.22 | 1.21 | 1.21 | 1.2 | 1.19 | 1.18 | 1.17 | 1.16 | 1.16 | 1.15 | 1.14 | 1.13 | 1.13 | 1.12 | 1.11 | 1.11 | 1.1 | 1.09 | 1.09 | 1.08 | 1.07 | 1.07 | 1.06 | 1.05 | 1.05 | 1.04 | 1.03 | 1.03 | 1.02 | 1.02 | 1.01 | 1.01 | 1 | 1 | 0.99 | 0.98 | 0.98 | 0.97 | 0.97 | 0.96 | 0.96 | 0.95 | 0.95 | 0.94 | 0.94 | 0.94 | 0.93 | 0.93 | 0.92 | 0.92 | 0.91 | 0.91 | 0.9 | 0.9 | 0.9 | 0.89 | 0.89 | 0.88 | 0.88 | 0.88 | 0.87 | 0.87 | 0.87 | 0.86 | 0.86 | 0.86 | 0.85 | 0.85 | 0.85 | 0.84 | 0.84 | 0.84 | 0.83 | 0.83 | 0.83 | 0.82 | 0.82 | 0.82 | 0.82 | 0.81 | 0.81 | 0.81 | 0.81 | 0.8 | 0.8 | 0.8 | 0.8 | #N/A | #N/A | #N/A | #N/A | #N/A | #N/A | #N/A | #N/A | #N/A | #N/A
[35 empty] | R404A | 28 | 468 | #N/A | #N/A | #N/A | #N/A | #N/A | #N/A | #N/A | #N/A | #N/A | #N/A | #N/A | #N/A | #N/A | #N/A | #N/A | #N/A | #N/A | #N/A | #N/A | #N/A | #N/A | #N/A | #N/A | #N/A | #N/A | 1.33 | 1.32 | 1.31 | 1.3 | 1.29 | 1.28 | 1.27 | 1.27 | 1.26 | 1.25 | 1.24 | 1.23 | 1.22 | 1.21 | 1.2 | 1.2 | 1.19 | 1.18 | 1.17 | 1.16 | 1.16 | 1.15 | 1.14 | 1.13 | 1.13 | 1.12 | 1.11 | 1.11 | 1.1 | 1.09 | 1.08 | 1.08 | 1.07 | 1.07 | 1.06 | 1.05 | 1.05 | 1.04 | 1.03 | 1.03 | 1.02 | 1.02 | 1.01 | 1.01 | 1 | 1 | 0.99 | 0.99 | 0.98 | 0.97 | 0.97 | 0.96 | 0.96 | 0.96 | 0.95 | 0.95 | 0.94 | 0.94 | 0.93 | 0.93 | 0.92 | 0.92 | 0.91 | 0.91 | 0.91 | 0.9 | 0.9 | 0.89 | 0.89 | 0.89 | 0.88 | 0.88 | 0.88 | 0.87 | 0.87 | 0.86 | 0.86 | 0.86 | 0.85 | 0.85 | 0.85 | 0.85 | 0.84 | 0.84 | 0.84 | 0.83 | 0.83 | 0.83 | 0.82 | 0.82 | 0.82 | 0.82 | 0.81 | 0.81 | 0.81 | 0.81 | #N/A | #N/A | #N/A | #N/A | #N/A | #N/A | #N/A | #N/A | #N/A | #N/A
[35 empty] | R404A | 29 | 469 | #N/A | #N/A | #N/A | #N/A | #N/A | #N/A | #N/A | #N/A | #N/A | #N/A | #N/A | #N/A | #N/A | #N/A | #N/A | #N/A | #N/A | #N/A | #N/A | #N/A | #N/A | #N/A | #N/A | #N/A | #N/A | 1.36 | 1.35 | 1.34 | 1.33 | 1.32 | 1.31 | 1.3 | 1.29 | 1.28 | 1.27 | 1.26 | 1.25 | 1.25 | 1.24 | 1.23 | 1.22 | 1.21 | 1.2 | 1.19 | 1.19 | 1.18 | 1.17 | 1.16 | 1.16 | 1.15 | 1.14 | 1.13 | 1.13 | 1.12 | 1.11 | 1.1 | 1.1 | 1.09 | 1.08 | 1.08 | 1.07 | 1.07 | 1.06 | 1.05 | 1.05 | 1.04 | 1.04 | 1.03 | 1.02 | 1.02 | 1.01 | 1.01 | 1 | 1 | 0.99 | 0.99 | 0.98 | 0.98 | 0.97 | 0.97 | 0.96 | 0.96 | 0.95 | 0.95 | 0.94 | 0.94 | 0.93 | 0.93 | 0.92 | 0.92 | 0.92 | 0.91 | 0.91 | 0.9 | 0.9 | 0.9 | 0.89 | 0.89 | 0.89 | 0.88 | 0.88 | 0.87 | 0.87 | 0.87 | 0.86 | 0.86 | 0.86 | 0.85 | 0.85 | 0.85 | 0.85 | 0.84 | 0.84 | 0.84 | 0.83 | 0.83 | 0.83 | 0.83 | 0.82 | 0.82 | 0.82 | #N/A | #N/A | #N/A | #N/A | #N/A | #N/A | #N/A | #N/A | #N/A | #N/A
[35 empty] | R404A | 30 | 470 | #N/A | #N/A | #N/A | #N/A | #N/A | #N/A | #N/A | #N/A | #N/A | #N/A | #N/A | #N/A | #N/A | #N/A | #N/A | #N/A | #N/A | #N/A | #N/A | #N/A | #N/A | #N/A | #N/A | #N/A | #N/A | 1.39 | 1.38 | 1.37 | 1.36 | 1.35 | 1.34 | 1.33 | 1.32 | 1.31 | 1.3 | 1.29 | 1.28 | 1.27 | 1.26 | 1.25 | 1.24 | 1.24 | 1.23 | 1.22 | 1.21 | 1.2 | 1.19 | 1.19 | 1.18 | 1.17 | 1.16 | 1.15 | 1.15 | 1.14 | 1.13 | 1.13 | 1.12 | 1.11 | 1.1 | 1.1 | 1.09 | 1.08 | 1.08 | 1.07 | 1.07 | 1.06 | 1.05 | 1.05 | 1.04 | 1.04 | 1.03 | 1.02 | 1.02 | 1.01 | 1.01 | 1 | 1 | 0.99 | 0.99 | 0.98 | 0.98 | 0.97 | 0.97 | 0.96 | 0.96 | 0.95 | 0.95 | 0.94 | 0.94 | 0.94 | 0.93 | 0.93 | 0.92 | 0.92 | 0.91 | 0.91 | 0.91 | 0.9 | 0.9 | 0.9 | 0.89 | 0.89 | 0.88 | 0.88 | 0.88 | 0.87 | 0.87 | 0.87 | 0.86 | 0.86 | 0.86 | 0.85 | 0.85 | 0.85 | 0.85 | 0.84 | 0.84 | 0.84 | 0.83 | 0.83 | 0.83 | #N/A | #N/A | #N/A | #N/A | #N/A | #N/A | #N/A | #N/A | #N/A | #N/A
[35 empty] | R404A | 31 | 471 | #N/A | #N/A | #N/A | #N/A | #N/A | #N/A | #N/A | #N/A | #N/A | #N/A | #N/A | #N/A | #N/A | #N/A | #N/A | #N/A | #N/A | #N/A | #N/A | #N/A | #N/A | #N/A | #N/A | #N/A | #N/A | 1.43 | 1.41 | 1.4 | 1.39 | 1.38 | 1.37 | 1.36 | 1.35 | 1.34 | 1.33 | 1.32 | 1.31 | 1.3 | 1.29 | 1.28 | 1.27 | 1.26 | 1.25 | 1.24 | 1.23 | 1.23 | 1.22 | 1.21 | 1.2 | 1.19 | 1.19 | 1.18 | 1.17 | 1.16 | 1.15 | 1.15 | 1.14 | 1.13 | 1.13 | 1.12 | 1.11 | 1.1 | 1.1 | 1.09 | 1.09 | 1.08 | 1.07 | 1.07 | 1.06 | 1.05 | 1.05 | 1.04 | 1.04 | 1.03 | 1.03 | 1.02 | 1.01 | 1.01 | 1 | 1 | 0.99 | 0.99 | 0.98 | 0.98 | 0.97 | 0.97 | 0.96 | 0.96 | 0.96 | 0.95 | 0.95 | 0.94 | 0.94 | 0.93 | 0.93 | 0.92 | 0.92 | 0.92 | 0.91 | 0.91 | 0.91 | 0.9 | 0.9 | 0.89 | 0.89 | 0.89 | 0.88 | 0.88 | 0.88 | 0.87 | 0.87 | 0.87 | 0.86 | 0.86 | 0.86 | 0.86 | 0.85 | 0.85 | 0.85 | 0.84 | 0.84 | #N/A | #N/A | #N/A | #N/A | #N/A | #N/A | #N/A | #N/A | #N/A | #N/A
[35 empty] | R404A | 32 | 472 | #N/A | #N/A | #N/A | #N/A | #N/A | #N/A | #N/A | #N/A | #N/A | #N/A | #N/A | #N/A | #N/A | #N/A | #N/A | #N/A | #N/A | #N/A | #N/A | #N/A | #N/A | #N/A | #N/A | #N/A | #N/A | 1.46 | 1.45 | 1.44 | 1.42 | 1.41 | 1.4 | 1.39 | 1.38 | 1.37 | 1.36 | 1.35 | 1.34 | 1.33 | 1.32 | 1.31 | 1.3 | 1.29 | 1.28 | 1.27 | 1.26 | 1.25 | 1.24 | 1.23 | 1.23 | 1.22 | 1.21 | 1.2 | 1.19 | 1.18 | 1.18 | 1.17 | 1.16 | 1.15 | 1.15 | 1.14 | 1.13 | 1.13 | 1.12 | 1.11 | 1.11 | 1.1 | 1.09 | 1.09 | 1.08 | 1.07 | 1.07 | 1.06 | 1.06 | 1.05 | 1.04 | 1.04 | 1.03 | 1.03 | 1.02 | 1.02 | 1.01 | 1.01 | 1 | 1 | 0.99 | 0.99 | 0.98 | 0.98 | 0.97 | 0.97 | 0.96 | 0.96 | 0.95 | 0.95 | 0.94 | 0.94 | 0.94 | 0.93 | 0.93 | 0.92 | 0.92 | 0.92 | 0.91 | 0.91 | 0.9 | 0.9 | 0.9 | 0.89 | 0.89 | 0.89 | 0.88 | 0.88 | 0.88 | 0.87 | 0.87 | 0.87 | 0.87 | 0.86 | 0.86 | 0.86 | 0.85 | #N/A | #N/A | #N/A | #N/A | #N/A | #N/A | #N/A | #N/A | #N/A | #N/A
[35 empty] | R404A | 33 | 473 | #N/A | #N/A | #N/A | #N/A | #N/A | #N/A | #N/A | #N/A | #N/A | #N/A | #N/A | #N/A | #N/A | #N/A | #N/A | #N/A | #N/A | #N/A | #N/A | #N/A | #N/A | #N/A | #N/A | #N/A | #N/A | 1.5 | 1.48 | 1.47 | 1.46 | 1.45 | 1.43 | 1.42 | 1.41 | 1.4 | 1.39 | 1.38 | 1.37 | 1.36 | 1.35 | 1.34 | 1.33 | 1.32 | 1.31 | 1.3 | 1.29 | 1.28 | 1.27 | 1.26 | 1.25 | 1.24 | 1.23 | 1.23 | 1.22 | 1.21 | 1.2 | 1.19 | 1.18 | 1.18 | 1.17 | 1.16 | 1.15 | 1.15 | 1.14 | 1.13 | 1.13 | 1.12 | 1.11 | 1.11 | 1.1 | 1.09 | 1.09 | 1.08 | 1.07 | 1.07 | 1.06 | 1.06 | 1.05 | 1.05 | 1.04 | 1.03 | 1.03 | 1.02 | 1.02 | 1.01 | 1.01 | 1 | 1 | 0.99 | 0.99 | 0.98 | 0.98 | 0.97 | 0.97 | 0.96 | 0.96 | 0.96 | 0.95 | 0.95 | 0.94 | 0.94 | 0.93 | 0.93 | 0.93 | 0.92 | 0.92 | 0.92 | 0.91 | 0.91 | 0.9 | 0.9 | 0.9 | 0.89 | 0.89 | 0.89 | 0.89 | 0.88 | 0.88 | 0.88 | 0.87 | 0.87 | 0.87 | #N/A | #N/A | #N/A | #N/A | #N/A | #N/A | #N/A | #N/A | #N/A | #N/A
[35 empty] | R404A | 34 | 474 | #N/A | #N/A | #N/A | #N/A | #N/A | #N/A | #N/A | #N/A | #N/A | #N/A | #N/A | #N/A | #N/A | #N/A | #N/A | #N/A | #N/A | #N/A | #N/A | #N/A | #N/A | #N/A | #N/A | #N/A | #N/A | 1.53 | 1.52 | 1.51 | 1.49 | 1.48 | 1.47 | 1.46 | 1.44 | 1.43 | 1.42 | 1.41 | 1.4 | 1.39 | 1.38 | 1.37 | 1.36 | 1.35 | 1.34 | 1.33 | 1.32 | 1.31 | 1.3 | 1.29 | 1.28 | 1.27 | 1.26 | 1.25 | 1.24 | 1.23 | 1.23 | 1.22 | 1.21 | 1.2 | 1.19 | 1.19 | 1.18 | 1.17 | 1.16 | 1.16 | 1.15 | 1.14 | 1.13 | 1.13 | 1.12 | 1.11 | 1.11 | 1.1 | 1.09 | 1.09 | 1.08 | 1.08 | 1.07 | 1.06 | 1.06 | 1.05 | 1.05 | 1.04 | 1.04 | 1.03 | 1.03 | 1.02 | 1.01 | 1.01 | 1 | 1 | 0.99 | 0.99 | 0.99 | 0.98 | 0.98 | 0.97 | 0.97 | 0.96 | 0.96 | 0.95 | 0.95 | 0.95 | 0.94 | 0.94 | 0.93 | 0.93 | 0.93 | 0.92 | 0.92 | 0.92 | 0.91 | 0.91 | 0.91 | 0.9 | 0.9 | 0.9 | 0.89 | 0.89 | 0.89 | 0.88 | 0.88 | #N/A | #N/A | #N/A | #N/A | #N/A | #N/A | #N/A | #N/A | #N/A | #N/A
[35 empty] | R404A | 35 | 475 | #N/A | #N/A | #N/A | #N/A | #N/A | #N/A | #N/A | #N/A | #N/A | #N/A | #N/A | #N/A | #N/A | #N/A | #N/A | #N/A | #N/A | #N/A | #N/A | #N/A | #N/A | #N/A | #N/A | #N/A | #N/A | 1.57 | 1.56 | 1.54 | 1.53 | 1.52 | 1.51 | 1.49 | 1.48 | 1.47 | 1.46 | 1.44 | 1.43 | 1.42 | 1.41 | 1.4 | 1.39 | 1.38 | 1.37 | 1.36 | 1.35 | 1.33 | 1.33 | 1.32 | 1.31 | 1.3 | 1.29 | 1.28 | 1.27 | 1.26 | 1.25 | 1.24 | 1.23 | 1.23 | 1.22 | 1.21 | 1.2 | 1.19 | 1.19 | 1.18 | 1.17 | 1.16 | 1.16 | 1.15 | 1.14 | 1.14 | 1.13 | 1.12 | 1.12 | 1.11 | 1.1 | 1.1 | 1.09 | 1.08 | 1.08 | 1.07 | 1.07 | 1.06 | 1.05 | 1.05 | 1.04 | 1.04 | 1.03 | 1.03 | 1.02 | 1.02 | 1.01 | 1.01 | 1 | 1 | 0.99 | 0.99 | 0.98 | 0.98 | 0.97 | 0.97 | 0.97 | 0.96 | 0.96 | 0.95 | 0.95 | 0.95 | 0.94 | 0.94 | 0.93 | 0.93 | 0.93 | 0.92 | 0.92 | 0.92 | 0.91 | 0.91 | 0.91 | 0.9 | 0.9 | 0.9 | 0.89 | #N/A | #N/A | #N/A | #N/A | #N/A | #N/A | #N/A | #N/A | #N/A | #N/A
[35 empty] | R404A | 36 | 476 | #N/A | #N/A | #N/A | #N/A | #N/A | #N/A | #N/A | #N/A | #N/A | #N/A | #N/A | #N/A | #N/A | #N/A | #N/A | #N/A | #N/A | #N/A | #N/A | #N/A | #N/A | #N/A | #N/A | #N/A | #N/A | 1.61 | 1.6 | 1.59 | 1.57 | 1.56 | 1.54 | 1.53 | 1.52 | 1.5 | 1.49 | 1.48 | 1.47 | 1.45 | 1.44 | 1.43 | 1.42 | 1.41 | 1.4 | 1.39 | 1.38 | 1.37 | 1.36 | 1.34 | 1.33 | 1.33 | 1.32 | 1.31 | 1.3 | 1.29 | 1.28 | 1.27 | 1.26 | 1.25 | 1.24 | 1.23 | 1.23 | 1.22 | 1.21 | 1.2 | 1.19 | 1.19 | 1.18 | 1.17 | 1.17 | 1.16 | 1.15 | 1.14 | 1.14 | 1.13 | 1.12 | 1.12 | 1.11 | 1.1 | 1.1 | 1.09 | 1.09 | 1.08 | 1.07 | 1.07 | 1.06 | 1.06 | 1.05 | 1.05 | 1.04 | 1.04 | 1.03 | 1.03 | 1.02 | 1.02 | 1.01 | 1.01 | 1 | 1 | 0.99 | 0.99 | 0.98 | 0.98 | 0.97 | 0.97 | 0.97 | 0.96 | 0.96 | 0.95 | 0.95 | 0.95 | 0.94 | 0.94 | 0.94 | 0.93 | 0.93 | 0.93 | 0.92 | 0.92 | 0.92 | 0.91 | 0.91 | #N/A | #N/A | #N/A | #N/A | #N/A | #N/A | #N/A | #N/A | #N/A | #N/A
[35 empty] | R404A | 37 | 477 | #N/A | #N/A | #N/A | #N/A | #N/A | #N/A | #N/A | #N/A | #N/A | #N/A | #N/A | #N/A | #N/A | #N/A | #N/A | #N/A | #N/A | #N/A | #N/A | #N/A | #N/A | #N/A | #N/A | #N/A | #N/A | 1.66 | 1.64 | 1.63 | 1.61 | 1.6 | 1.58 | 1.57 | 1.56 | 1.54 | 1.53 | 1.52 | 1.5 | 1.49 | 1.48 | 1.47 | 1.45 | 1.44 | 1.43 | 1.42 | 1.41 | 1.4 | 1.39 | 1.38 | 1.37 | 1.36 | 1.35 | 1.34 | 1.33 | 1.32 | 1.31 | 1.3 | 1.29 | 1.28 | 1.27 | 1.26 | 1.25 | 1.24 | 1.24 | 1.23 | 1.22 | 1.21 | 1.2 | 1.2 | 1.19 | 1.18 | 1.17 | 1.17 | 1.16 | 1.15 | 1.15 | 1.14 | 1.13 | 1.13 | 1.12 | 1.11 | 1.11 | 1.1 | 1.09 | 1.09 | 1.08 | 1.08 | 1.07 | 1.07 | 1.06 | 1.05 | 1.05 | 1.04 | 1.04 | 1.03 | 1.03 | 1.02 | 1.02 | 1.01 | 1.01 | 1 | 1 | 1 | 0.99 | 0.99 | 0.98 | 0.98 | 0.97 | 0.97 | 0.97 | 0.96 | 0.96 | 0.95 | 0.95 | 0.95 | 0.94 | 0.94 | 0.94 | 0.93 | 0.93 | 0.93 | 0.92 | #N/A | #N/A | #N/A | #N/A | #N/A | #N/A | #N/A | #N/A | #N/A | #N/A
[35 empty] | R404A | 38 | 478 | #N/A | #N/A | #N/A | #N/A | #N/A | #N/A | #N/A | #N/A | #N/A | #N/A | #N/A | #N/A | #N/A | #N/A | #N/A | #N/A | #N/A | #N/A | #N/A | #N/A | #N/A | #N/A | #N/A | #N/A | #N/A | 1.7 | 1.69 | 1.67 | 1.66 | 1.64 | 1.63 | 1.61 | 1.6 | 1.58 | 1.57 | 1.56 | 1.54 | 1.53 | 1.52 | 1.5 | 1.49 | 1.48 | 1.47 | 1.45 | 1.44 | 1.43 | 1.42 | 1.41 | 1.4 | 1.39 | 1.38 | 1.37 | 1.36 | 1.35 | 1.34 | 1.33 | 1.32 | 1.31 | 1.3 | 1.29 | 1.28 | 1.27 | 1.26 | 1.25 | 1.25 | 1.24 | 1.23 | 1.22 | 1.21 | 1.21 | 1.2 | 1.19 | 1.18 | 1.18 | 1.17 | 1.16 | 1.16 | 1.15 | 1.14 | 1.14 | 1.13 | 1.12 | 1.12 | 1.11 | 1.1 | 1.1 | 1.09 | 1.09 | 1.08 | 1.07 | 1.07 | 1.06 | 1.06 | 1.05 | 1.05 | 1.04 | 1.04 | 1.03 | 1.03 | 1.02 | 1.02 | 1.01 | 1.01 | 1 | 1 | 1 | 0.99 | 0.99 | 0.98 | 0.98 | 0.98 | 0.97 | 0.97 | 0.96 | 0.96 | 0.96 | 0.95 | 0.95 | 0.95 | 0.94 | 0.94 | #N/A | #N/A | #N/A | #N/A | #N/A | #N/A | #N/A | #N/A | #N/A | #N/A
[35 empty] | R404A | 39 | 479 | #N/A | #N/A | #N/A | #N/A | #N/A | #N/A | #N/A | #N/A | #N/A | #N/A | #N/A | #N/A | #N/A | #N/A | #N/A | #N/A | #N/A | #N/A | #N/A | #N/A | #N/A | #N/A | #N/A | #N/A | #N/A | 1.75 | 1.74 | 1.72 | 1.7 | 1.69 | 1.67 | 1.66 | 1.64 | 1.63 | 1.61 | 1.6 | 1.58 | 1.57 | 1.56 | 1.54 | 1.53 | 1.52 | 1.5 | 1.49 | 1.48 | 1.47 | 1.45 | 1.44 | 1.43 | 1.42 | 1.41 | 1.4 | 1.39 | 1.38 | 1.37 | 1.36 | 1.35 | 1.34 | 1.33 | 1.32 | 1.31 | 1.3 | 1.29 | 1.28 | 1.27 | 1.26 | 1.26 | 1.25 | 1.24 | 1.23 | 1.22 | 1.22 | 1.21 | 1.2 | 1.19 | 1.19 | 1.18 | 1.17 | 1.16 | 1.16 | 1.15 | 1.14 | 1.14 | 1.13 | 1.13 | 1.12 | 1.11 | 1.11 | 1.1 | 1.1 | 1.09 | 1.08 | 1.08 | 1.07 | 1.07 | 1.06 | 1.06 | 1.05 | 1.05 | 1.04 | 1.04 | 1.03 | 1.03 | 1.02 | 1.02 | 1.01 | 1.01 | 1 | 1 | 1 | 0.99 | 0.99 | 0.98 | 0.98 | 0.98 | 0.97 | 0.97 | 0.97 | 0.96 | 0.96 | 0.96 | #N/A | #N/A | #N/A | #N/A | #N/A | #N/A | #N/A | #N/A | #N/A | #N/A
[35 empty] | R404A | 40 | 480 | #N/A | #N/A | #N/A | #N/A | #N/A | #N/A | #N/A | #N/A | #N/A | #N/A | #N/A | #N/A | #N/A | #N/A | #N/A | #N/A | #N/A | #N/A | #N/A | #N/A | #N/A | #N/A | #N/A | #N/A | #N/A | 1.81 | 1.79 | 1.77 | 1.75 | 1.74 | 1.72 | 1.7 | 1.69 | 1.67 | 1.66 | 1.64 | 1.63 | 1.61 | 1.6 | 1.58 | 1.57 | 1.56 | 1.54 | 1.53 | 1.52 | 1.5 | 1.49 | 1.48 | 1.47 | 1.46 | 1.44 | 1.43 | 1.42 | 1.41 | 1.4 | 1.39 | 1.38 | 1.37 | 1.36 | 1.35 | 1.34 | 1.33 | 1.32 | 1.31 | 1.3 | 1.29 | 1.28 | 1.28 | 1.27 | 1.26 | 1.25 | 1.24 | 1.23 | 1.23 | 1.22 | 1.21 | 1.2 | 1.2 | 1.19 | 1.18 | 1.17 | 1.17 | 1.16 | 1.15 | 1.15 | 1.14 | 1.14 | 1.13 | 1.12 | 1.12 | 1.11 | 1.1 | 1.1 | 1.09 | 1.09 | 1.08 | 1.08 | 1.07 | 1.07 | 1.06 | 1.06 | 1.05 | 1.05 | 1.04 | 1.04 | 1.03 | 1.03 | 1.02 | 1.02 | 1.01 | 1.01 | 1.01 | 1 | 1 | 0.99 | 0.99 | 0.99 | 0.98 | 0.98 | 0.98 | 0.97 | #N/A | #N/A | #N/A | #N/A | #N/A | #N/A | #N/A | #N/A | #N/A | #N/A
[35 empty] | R404A | 41 | 481 | #N/A | #N/A | #N/A | #N/A | #N/A | #N/A | #N/A | #N/A | #N/A | #N/A | #N/A | #N/A | #N/A | #N/A | #N/A | #N/A | #N/A | #N/A | #N/A | #N/A | #N/A | #N/A | #N/A | #N/A | #N/A | 1.86 | 1.84 | 1.83 | 1.81 | 1.79 | 1.77 | 1.75 | 1.74 | 1.72 | 1.7 | 1.69 | 1.67 | 1.66 | 1.64 | 1.63 | 1.61 | 1.6 | 1.58 | 1.57 | 1.56 | 1.54 | 1.53 | 1.52 | 1.51 | 1.49 | 1.48 | 1.47 | 1.46 | 1.45 | 1.43 | 1.42 | 1.41 | 1.4 | 1.39 | 1.38 | 1.37 | 1.36 | 1.35 | 1.34 | 1.33 | 1.32 | 1.31 | 1.3 | 1.3 | 1.29 | 1.28 | 1.27 | 1.26 | 1.25 | 1.25 | 1.24 | 1.23 | 1.22 | 1.21 | 1.21 | 1.2 | 1.19 | 1.19 | 1.18 | 1.17 | 1.16 | 1.16 | 1.15 | 1.15 | 1.14 | 1.13 | 1.13 | 1.12 | 1.12 | 1.11 | 1.1 | 1.1 | 1.09 | 1.09 | 1.08 | 1.08 | 1.07 | 1.07 | 1.06 | 1.06 | 1.05 | 1.05 | 1.04 | 1.04 | 1.03 | 1.03 | 1.02 | 1.02 | 1.02 | 1.01 | 1.01 | 1 | 1 | 1 | 0.99 | 0.99 | #N/A | #N/A | #N/A | #N/A | #N/A | #N/A | #N/A | #N/A | #N/A | #N/A
[35 empty] | R404A | 42 | 482 | #N/A | #N/A | #N/A | #N/A | #N/A | #N/A | #N/A | #N/A | #N/A | #N/A | #N/A | #N/A | #N/A | #N/A | #N/A | #N/A | #N/A | #N/A | #N/A | #N/A | #N/A | #N/A | #N/A | #N/A | #N/A | 1.92 | 1.9 | 1.88 | 1.86 | 1.84 | 1.83 | 1.81 | 1.79 | 1.77 | 1.75 | 1.74 | 1.72 | 1.7 | 1.69 | 1.67 | 1.66 | 1.64 | 1.63 | 1.61 | 1.6 | 1.59 | 1.57 | 1.56 | 1.54 | 1.53 | 1.52 | 1.51 | 1.49 | 1.48 | 1.47 | 1.46 | 1.45 | 1.44 | 1.43 | 1.41 | 1.4 | 1.39 | 1.38 | 1.37 | 1.36 | 1.35 | 1.34 | 1.33 | 1.33 | 1.32 | 1.31 | 1.3 | 1.29 | 1.28 | 1.27 | 1.26 | 1.26 | 1.25 | 1.24 | 1.23 | 1.23 | 1.22 | 1.21 | 1.2 | 1.2 | 1.19 | 1.18 | 1.18 | 1.17 | 1.16 | 1.16 | 1.15 | 1.14 | 1.14 | 1.13 | 1.13 | 1.12 | 1.11 | 1.11 | 1.1 | 1.1 | 1.09 | 1.09 | 1.08 | 1.08 | 1.07 | 1.07 | 1.06 | 1.06 | 1.05 | 1.05 | 1.04 | 1.04 | 1.04 | 1.03 | 1.03 | 1.02 | 1.02 | 1.02 | 1.01 | 1.01 | #N/A | #N/A | #N/A | #N/A | #N/A | #N/A | #N/A | #N/A | #N/A | #N/A
[35 empty] | R404A | 43 | 483 | #N/A | #N/A | #N/A | #N/A | #N/A | #N/A | #N/A | #N/A | #N/A | #N/A | #N/A | #N/A | #N/A | #N/A | #N/A | #N/A | #N/A | #N/A | #N/A | #N/A | #N/A | #N/A | #N/A | #N/A | #N/A | 1.99 | 1.97 | 1.94 | 1.92 | 1.9 | 1.88 | 1.86 | 1.84 | 1.83 | 1.81 | 1.79 | 1.77 | 1.76 | 1.74 | 1.72 | 1.71 | 1.69 | 1.67 | 1.66 | 1.64 | 1.63 | 1.62 | 1.6 | 1.59 | 1.57 | 1.56 | 1.55 | 1.53 | 1.52 | 1.51 | 1.5 | 1.48 | 1.47 | 1.46 | 1.45 | 1.44 | 1.43 | 1.42 | 1.41 | 1.4 | 1.39 | 1.38 | 1.37 | 1.36 | 1.35 | 1.34 | 1.33 | 1.32 | 1.31 | 1.3 | 1.29 | 1.29 | 1.28 | 1.27 | 1.26 | 1.25 | 1.25 | 1.24 | 1.23 | 1.22 | 1.22 | 1.21 | 1.2 | 1.19 | 1.19 | 1.18 | 1.17 | 1.17 | 1.16 | 1.16 | 1.15 | 1.14 | 1.14 | 1.13 | 1.13 | 1.12 | 1.11 | 1.11 | 1.1 | 1.1 | 1.09 | 1.09 | 1.08 | 1.08 | 1.07 | 1.07 | 1.06 | 1.06 | 1.06 | 1.05 | 1.05 | 1.04 | 1.04 | 1.04 | 1.03 | 1.03 | #N/A | #N/A | #N/A | #N/A | #N/A | #N/A | #N/A | #N/A | #N/A | #N/A
[35 empty] | R404A | 44 | 484 | #N/A | #N/A | #N/A | #N/A | #N/A | #N/A | #N/A | #N/A | #N/A | #N/A | #N/A | #N/A | #N/A | #N/A | #N/A | #N/A | #N/A | #N/A | #N/A | #N/A | #N/A | #N/A | #N/A | #N/A | #N/A | 2.06 | 2.03 | 2.01 | 1.99 | 1.97 | 1.95 | 1.92 | 1.9 | 1.88 | 1.87 | 1.85 | 1.83 | 1.81 | 1.79 | 1.77 | 1.76 | 1.74 | 1.72 | 1.71 | 1.69 | 1.68 | 1.66 | 1.65 | 1.63 | 1.62 | 1.6 | 1.59 | 1.58 | 1.56 | 1.55 | 1.54 | 1.52 | 1.51 | 1.5 | 1.49 | 1.48 | 1.46 | 1.45 | 1.44 | 1.43 | 1.42 | 1.41 | 1.4 | 1.39 | 1.38 | 1.37 | 1.36 | 1.35 | 1.34 | 1.33 | 1.32 | 1.32 | 1.31 | 1.3 | 1.29 | 1.28 | 1.27 | 1.27 | 1.26 | 1.25 | 1.24 | 1.23 | 1.23 | 1.22 | 1.21 | 1.21 | 1.2 | 1.19 | 1.19 | 1.18 | 1.17 | 1.17 | 1.16 | 1.15 | 1.15 | 1.14 | 1.14 | 1.13 | 1.13 | 1.12 | 1.12 | 1.11 | 1.11 | 1.1 | 1.1 | 1.09 | 1.09 | 1.08 | 1.08 | 1.07 | 1.07 | 1.06 | 1.06 | 1.06 | 1.05 | 1.05 | #N/A | #N/A | #N/A | #N/A | #N/A | #N/A | #N/A | #N/A | #N/A | #N/A
[35 empty] | R404A | 45 | 485 | #N/A | #N/A | #N/A | #N/A | #N/A | #N/A | #N/A | #N/A | #N/A | #N/A | #N/A | #N/A | #N/A | #N/A | #N/A | #N/A | #N/A | #N/A | #N/A | #N/A | #N/A | #N/A | #N/A | #N/A | #N/A | 2.13 | 2.11 | 2.08 | 2.06 | 2.03 | 2.01 | 1.99 | 1.97 | 1.95 | 1.93 | 1.91 | 1.89 | 1.87 | 1.85 | 1.83 | 1.81 | 1.79 | 1.78 | 1.76 | 1.74 | 1.73 | 1.71 | 1.69 | 1.68 | 1.66 | 1.65 | 1.63 | 1.62 | 1.61 | 1.59 | 1.58 | 1.57 | 1.55 | 1.54 | 1.53 | 1.52 | 1.5 | 1.49 | 1.48 | 1.47 | 1.46 | 1.45 | 1.44 | 1.43 | 1.41 | 1.4 | 1.39 | 1.38 | 1.37 | 1.37 | 1.36 | 1.35 | 1.34 | 1.33 | 1.32 | 1.31 | 1.3 | 1.29 | 1.29 | 1.28 | 1.27 | 1.26 | 1.26 | 1.25 | 1.24 | 1.23 | 1.23 | 1.22 | 1.21 | 1.21 | 1.2 | 1.19 | 1.19 | 1.18 | 1.17 | 1.17 | 1.16 | 1.16 | 1.15 | 1.14 | 1.14 | 1.13 | 1.13 | 1.12 | 1.12 | 1.11 | 1.11 | 1.1 | 1.1 | 1.09 | 1.09 | 1.08 | 1.08 | 1.08 | 1.07 | 1.07 | #N/A | #N/A | #N/A | #N/A | #N/A | #N/A | #N/A | #N/A | #N/A | #N/A
[35 empty] | R404A | 46 | 486 | #N/A | #N/A | #N/A | #N/A | #N/A | #N/A | #N/A | #N/A | #N/A | #N/A | #N/A | #N/A | #N/A | #N/A | #N/A | #N/A | #N/A | #N/A | #N/A | #N/A | #N/A | #N/A | #N/A | #N/A | #N/A | 2.21 | 2.18 | 2.16 | 2.13 | 2.11 | 2.08 | 2.06 | 2.04 | 2.01 | 1.99 | 1.97 | 1.95 | 1.93 | 1.91 | 1.89 | 1.87 | 1.85 | 1.83 | 1.81 | 1.8 | 1.78 | 1.76 | 1.75 | 1.73 | 1.71 | 1.7 | 1.68 | 1.67 | 1.65 | 1.64 | 1.62 | 1.61 | 1.6 | 1.58 | 1.57 | 1.56 | 1.54 | 1.53 | 1.52 | 1.51 | 1.5 | 1.48 | 1.47 | 1.46 | 1.45 | 1.44 | 1.43 | 1.42 | 1.41 | 1.4 | 1.39 | 1.38 | 1.37 | 1.36 | 1.35 | 1.34 | 1.33 | 1.33 | 1.32 | 1.31 | 1.3 | 1.29 | 1.28 | 1.28 | 1.27 | 1.26 | 1.25 | 1.25 | 1.24 | 1.23 | 1.23 | 1.22 | 1.21 | 1.21 | 1.2 | 1.19 | 1.19 | 1.18 | 1.17 | 1.17 | 1.16 | 1.16 | 1.15 | 1.15 | 1.14 | 1.14 | 1.13 | 1.13 | 1.12 | 1.12 | 1.11 | 1.11 | 1.1 | 1.1 | 1.09 | 1.09 | #N/A | #N/A | #N/A | #N/A | #N/A | #N/A | #N/A | #N/A | #N/A | #N/A
[35 empty] | R404A | 47 | 487 | #N/A | #N/A | #N/A | #N/A | #N/A | #N/A | #N/A | #N/A | #N/A | #N/A | #N/A | #N/A | #N/A | #N/A | #N/A | #N/A | #N/A | #N/A | #N/A | #N/A | #N/A | #N/A | #N/A | #N/A | #N/A | 2.3 | 2.27 | 2.24 | 2.21 | 2.19 | 2.16 | 2.14 | 2.11 | 2.09 | 2.06 | 2.04 | 2.02 | 2 | 1.97 | 1.95 | 1.93 | 1.91 | 1.89 | 1.87 | 1.86 | 1.84 | 1.82 | 1.8 | 1.78 | 1.77 | 1.75 | 1.73 | 1.72 | 1.7 | 1.69 | 1.67 | 1.66 | 1.64 | 1.63 | 1.62 | 1.6 | 1.59 | 1.58 | 1.56 | 1.55 | 1.54 | 1.53 | 1.51 | 1.5 | 1.49 | 1.48 | 1.47 | 1.46 | 1.45 | 1.44 | 1.43 | 1.42 | 1.41 | 1.4 | 1.39 | 1.38 | 1.37 | 1.36 | 1.35 | 1.34 | 1.33 | 1.32 | 1.32 | 1.31 | 1.3 | 1.29 | 1.28 | 1.28 | 1.27 | 1.26 | 1.25 | 1.25 | 1.24 | 1.23 | 1.23 | 1.22 | 1.21 | 1.21 | 1.2 | 1.19 | 1.19 | 1.18 | 1.18 | 1.17 | 1.17 | 1.16 | 1.16 | 1.15 | 1.14 | 1.14 | 1.14 | 1.13 | 1.13 | 1.12 | 1.12 | 1.11 | #N/A | #N/A | #N/A | #N/A | #N/A | #N/A | #N/A | #N/A | #N/A | #N/A
[35 empty] | R404A | 48 | 488 | #N/A | #N/A | #N/A | #N/A | #N/A | #N/A | #N/A | #N/A | #N/A | #N/A | #N/A | #N/A | #N/A | #N/A | #N/A | #N/A | #N/A | #N/A | #N/A | #N/A | #N/A | #N/A | #N/A | #N/A | #N/A | 2.39 | 2.36 | 2.33 | 2.3 | 2.27 | 2.24 | 2.22 | 2.19 | 2.16 | 2.14 | 2.12 | 2.09 | 2.07 | 2.04 | 2.02 | 2 | 1.98 | 1.96 | 1.94 | 1.92 | 1.9 | 1.88 | 1.86 | 1.84 | 1.82 | 1.81 | 1.79 | 1.77 | 1.76 | 1.74 | 1.72 | 1.71 | 1.69 | 1.68 | 1.66 | 1.65 | 1.63 | 1.62 | 1.61 | 1.59 | 1.58 | 1.57 | 1.56 | 1.54 | 1.53 | 1.52 | 1.51 | 1.5 | 1.48 | 1.47 | 1.46 | 1.45 | 1.44 | 1.43 | 1.42 | 1.41 | 1.4 | 1.39 | 1.38 | 1.37 | 1.37 | 1.36 | 1.35 | 1.34 | 1.33 | 1.32 | 1.31 | 1.31 | 1.3 | 1.29 | 1.28 | 1.28 | 1.27 | 1.26 | 1.25 | 1.25 | 1.24 | 1.23 | 1.23 | 1.22 | 1.22 | 1.21 | 1.2 | 1.2 | 1.19 | 1.19 | 1.18 | 1.18 | 1.17 | 1.16 | 1.16 | 1.15 | 1.15 | 1.15 | 1.14 | 1.14 | #N/A | #N/A | #N/A | #N/A | #N/A | #N/A | #N/A | #N/A | #N/A | #N/A
[35 empty] | R404A | 49 | 489 | #N/A | #N/A | #N/A | #N/A | #N/A | #N/A | #N/A | #N/A | #N/A | #N/A | #N/A | #N/A | #N/A | #N/A | #N/A | #N/A | #N/A | #N/A | #N/A | #N/A | #N/A | #N/A | #N/A | #N/A | #N/A | 2.49 | 2.46 | 2.43 | 2.4 | 2.37 | 2.34 | 2.31 | 2.28 | 2.25 | 2.22 | 2.2 | 2.17 | 2.15 | 2.12 | 2.1 | 2.07 | 2.05 | 2.03 | 2.01 | 1.98 | 1.96 | 1.94 | 1.92 | 1.9 | 1.88 | 1.87 | 1.85 | 1.83 | 1.81 | 1.79 | 1.78 | 1.76 | 1.75 | 1.73 | 1.71 | 1.7 | 1.68 | 1.67 | 1.65 | 1.64 | 1.63 | 1.61 | 1.6 | 1.59 | 1.57 | 1.56 | 1.55 | 1.54 | 1.53 | 1.51 | 1.5 | 1.49 | 1.48 | 1.47 | 1.46 | 1.45 | 1.44 | 1.43 | 1.42 | 1.41 | 1.4 | 1.39 | 1.38 | 1.37 | 1.36 | 1.36 | 1.35 | 1.34 | 1.33 | 1.32 | 1.32 | 1.31 | 1.3 | 1.29 | 1.29 | 1.28 | 1.27 | 1.26 | 1.26 | 1.25 | 1.24 | 1.24 | 1.23 | 1.23 | 1.22 | 1.21 | 1.21 | 1.2 | 1.2 | 1.19 | 1.19 | 1.18 | 1.18 | 1.17 | 1.17 | 1.16 | #N/A | #N/A | #N/A | #N/A | #N/A | #N/A | #N/A | #N/A | #N/A | #N/A
[35 empty] | R404A | 50 | 490 | #N/A | #N/A | #N/A | #N/A | #N/A | #N/A | #N/A | #N/A | #N/A | #N/A | #N/A | #N/A | #N/A | #N/A | #N/A | #N/A | #N/A | #N/A | #N/A | #N/A | #N/A | #N/A | #N/A | #N/A | #N/A | 2.61 | 2.57 | 2.53 | 2.5 | 2.47 | 2.43 | 2.4 | 2.37 | 2.34 | 2.31 | 2.28 | 2.26 | 2.23 | 2.2 | 2.18 | 2.15 | 2.13 | 2.1 | 2.08 | 2.06 | 2.03 | 2.01 | 1.99 | 1.97 | 1.95 | 1.93 | 1.91 | 1.89 | 1.87 | 1.85 | 1.84 | 1.82 | 1.8 | 1.79 | 1.77 | 1.75 | 1.74 | 1.72 | 1.71 | 1.69 | 1.68 | 1.66 | 1.65 | 1.63 | 1.62 | 1.61 | 1.6 | 1.58 | 1.57 | 1.56 | 1.55 | 1.53 | 1.52 | 1.51 | 1.5 | 1.49 | 1.48 | 1.47 | 1.46 | 1.45 | 1.44 | 1.43 | 1.42 | 1.41 | 1.4 | 1.39 | 1.38 | 1.37 | 1.36 | 1.36 | 1.35 | 1.34 | 1.33 | 1.32 | 1.32 | 1.31 | 1.3 | 1.29 | 1.29 | 1.28 | 1.27 | 1.27 | 1.26 | 1.25 | 1.25 | 1.24 | 1.24 | 1.23 | 1.22 | 1.22 | 1.21 | 1.21 | 1.2 | 1.2 | 1.19 | 1.19 | #N/A | #N/A | #N/A | #N/A | #N/A | #N/A | #N/A | #N/A | #N/A | #N/A
[35 empty] | R404A | 51 | 491 | #N/A | #N/A | #N/A | #N/A | #N/A | #N/A | #N/A | #N/A | #N/A | #N/A | #N/A | #N/A | #N/A | #N/A | #N/A | #N/A | #N/A | #N/A | #N/A | #N/A | #N/A | #N/A | #N/A | #N/A | #N/A | 2.73 | 2.69 | 2.65 | 2.61 | 2.58 | 2.54 | 2.51 | 2.47 | 2.44 | 2.41 | 2.38 | 2.35 | 2.32 | 2.29 | 2.26 | 2.24 | 2.21 | 2.18 | 2.16 | 2.14 | 2.11 | 2.09 | 2.06 | 2.04 | 2.02 | 2 | 1.98 | 1.96 | 1.94 | 1.92 | 1.9 | 1.88 | 1.86 | 1.84 | 1.83 | 1.81 | 1.79 | 1.78 | 1.76 | 1.75 | 1.73 | 1.71 | 1.7 | 1.69 | 1.67 | 1.66 | 1.64 | 1.63 | 1.62 | 1.6 | 1.59 | 1.58 | 1.57 | 1.55 | 1.54 | 1.53 | 1.52 | 1.51 | 1.5 | 1.49 | 1.48 | 1.47 | 1.46 | 1.45 | 1.44 | 1.43 | 1.42 | 1.41 | 1.4 | 1.39 | 1.38 | 1.38 | 1.37 | 1.36 | 1.35 | 1.34 | 1.34 | 1.33 | 1.32 | 1.31 | 1.31 | 1.3 | 1.29 | 1.29 | 1.28 | 1.27 | 1.27 | 1.26 | 1.25 | 1.25 | 1.24 | 1.24 | 1.23 | 1.23 | 1.22 | 1.22 | #N/A | #N/A | #N/A | #N/A | #N/A | #N/A | #N/A | #N/A | #N/A | #N/A
[35 empty] | R404A | 52 | 492 | #N/A | #N/A | #N/A | #N/A | #N/A | #N/A | #N/A | #N/A | #N/A | #N/A | #N/A | #N/A | #N/A | #N/A | #N/A | #N/A | #N/A | #N/A | #N/A | #N/A | #N/A | #N/A | #N/A | #N/A | #N/A | 2.87 | 2.82 | 2.78 | 2.74 | 2.7 | 2.66 | 2.62 | 2.59 | 2.55 | 2.52 | 2.48 | 2.45 | 2.42 | 2.39 | 2.36 | 2.33 | 2.3 | 2.27 | 2.25 | 2.22 | 2.19 | 2.17 | 2.14 | 2.12 | 2.1 | 2.07 | 2.05 | 2.03 | 2.01 | 1.99 | 1.97 | 1.95 | 1.93 | 1.91 | 1.89 | 1.87 | 1.85 | 1.84 | 1.82 | 1.8 | 1.79 | 1.77 | 1.75 | 1.74 | 1.72 | 1.71 | 1.7 | 1.68 | 1.67 | 1.65 | 1.64 | 1.63 | 1.61 | 1.6 | 1.59 | 1.58 | 1.57 | 1.55 | 1.54 | 1.53 | 1.52 | 1.51 | 1.5 | 1.49 | 1.48 | 1.47 | 1.46 | 1.45 | 1.44 | 1.43 | 1.42 | 1.41 | 1.4 | 1.39 | 1.39 | 1.38 | 1.37 | 1.36 | 1.35 | 1.35 | 1.34 | 1.33 | 1.32 | 1.32 | 1.31 | 1.3 | 1.3 | 1.29 | 1.28 | 1.28 | 1.27 | 1.27 | 1.26 | 1.26 | 1.25 | 1.24 | #N/A | #N/A | #N/A | #N/A | #N/A | #N/A | #N/A | #N/A | #N/A | #N/A
[35 empty] | R404A | 53 | 493 | #N/A | #N/A | #N/A | #N/A | #N/A | #N/A | #N/A | #N/A | #N/A | #N/A | #N/A | #N/A | #N/A | #N/A | #N/A | #N/A | #N/A | #N/A | #N/A | #N/A | #N/A | #N/A | #N/A | #N/A | #N/A | 3.02 | 2.97 | 2.92 | 2.88 | 2.84 | 2.79 | 2.75 | 2.71 | 2.67 | 2.64 | 2.6 | 2.56 | 2.53 | 2.5 | 2.46 | 2.43 | 2.4 | 2.37 | 2.34 | 2.31 | 2.29 | 2.26 | 2.23 | 2.21 | 2.18 | 2.16 | 2.13 | 2.11 | 2.09 | 2.06 | 2.04 | 2.02 | 2 | 1.98 | 1.96 | 1.94 | 1.92 | 1.9 | 1.88 | 1.87 | 1.85 | 1.83 | 1.81 | 1.8 | 1.78 | 1.77 | 1.75 | 1.74 | 1.72 | 1.71 | 1.69 | 1.68 | 1.66 | 1.65 | 1.64 | 1.63 | 1.61 | 1.6 | 1.59 | 1.58 | 1.57 | 1.55 | 1.54 | 1.53 | 1.52 | 1.51 | 1.5 | 1.49 | 1.48 | 1.47 | 1.46 | 1.45 | 1.44 | 1.43 | 1.42 | 1.42 | 1.41 | 1.4 | 1.39 | 1.38 | 1.38 | 1.37 | 1.36 | 1.35 | 1.35 | 1.34 | 1.33 | 1.32 | 1.32 | 1.31 | 1.31 | 1.3 | 1.29 | 1.29 | 1.28 | 1.28 | #N/A | #N/A | #N/A | #N/A | #N/A | #N/A | #N/A | #N/A | #N/A | #N/A
[35 empty] | R404A | 54 | 494 | #N/A | #N/A | #N/A | #N/A | #N/A | #N/A | #N/A | #N/A | #N/A | #N/A | #N/A | #N/A | #N/A | #N/A | #N/A | #N/A | #N/A | #N/A | #N/A | #N/A | #N/A | #N/A | #N/A | #N/A | #N/A | 3.19 | 3.14 | 3.09 | 3.04 | 2.99 | 2.94 | 2.9 | 2.85 | 2.81 | 2.77 | 2.73 | 2.69 | 2.65 | 2.61 | 2.58 | 2.54 | 2.51 | 2.48 | 2.45 | 2.42 | 2.38 | 2.36 | 2.33 | 2.3 | 2.27 | 2.24 | 2.22 | 2.19 | 2.17 | 2.14 | 2.12 | 2.1 | 2.08 | 2.05 | 2.03 | 2.01 | 1.99 | 1.97 | 1.95 | 1.93 | 1.91 | 1.9 | 1.88 | 1.86 | 1.84 | 1.83 | 1.81 | 1.79 | 1.78 | 1.76 | 1.75 | 1.73 | 1.72 | 1.7 | 1.69 | 1.68 | 1.66 | 1.65 | 1.64 | 1.63 | 1.61 | 1.6 | 1.59 | 1.58 | 1.57 | 1.56 | 1.54 | 1.53 | 1.52 | 1.51 | 1.5 | 1.49 | 1.48 | 1.47 | 1.47 | 1.46 | 1.45 | 1.44 | 1.43 | 1.42 | 1.41 | 1.41 | 1.4 | 1.39 | 1.38 | 1.37 | 1.37 | 1.36 | 1.35 | 1.35 | 1.34 | 1.33 | 1.33 | 1.32 | 1.31 | 1.31 | #N/A | #N/A | #N/A | #N/A | #N/A | #N/A | #N/A | #N/A | #N/A | #N/A
[35 empty] | R404A | 55 | 495 | #N/A | #N/A | #N/A | #N/A | #N/A | #N/A | #N/A | #N/A | #N/A | #N/A | #N/A | #N/A | #N/A | #N/A | #N/A | #N/A | #N/A | #N/A | #N/A | #N/A | #N/A | #N/A | #N/A | #N/A | #N/A | 3.38 | 3.32 | 3.27 | 3.21 | 3.16 | 3.11 | 3.06 | 3.01 | 2.96 | 2.91 | 2.87 | 2.83 | 2.79 | 2.75 | 2.71 | 2.67 | 2.63 | 2.6 | 2.56 | 2.53 | 2.49 | 2.46 | 2.43 | 2.4 | 2.37 | 2.34 | 2.31 | 2.29 | 2.26 | 2.23 | 2.21 | 2.18 | 2.16 | 2.14 | 2.11 | 2.09 | 2.07 | 2.05 | 2.03 | 2.01 | 1.99 | 1.97 | 1.95 | 1.93 | 1.91 | 1.89 | 1.88 | 1.86 | 1.84 | 1.82 | 1.81 | 1.79 | 1.78 | 1.76 | 1.75 | 1.73 | 1.72 | 1.71 | 1.69 | 1.68 | 1.67 | 1.65 | 1.64 | 1.63 | 1.62 | 1.6 | 1.59 | 1.58 | 1.57 | 1.56 | 1.55 | 1.54 | 1.53 | 1.52 | 1.51 | 1.5 | 1.49 | 1.48 | 1.47 | 1.46 | 1.45 | 1.45 | 1.44 | 1.43 | 1.42 | 1.41 | 1.41 | 1.4 | 1.39 | 1.38 | 1.38 | 1.37 | 1.36 | 1.36 | 1.35 | 1.34 | #N/A | #N/A | #N/A | #N/A | #N/A | #N/A | #N/A | #N/A | #N/A | #N/A
[35 empty] | R404A | 56 | 496 | #N/A | #N/A | #N/A | #N/A | #N/A | #N/A | #N/A | #N/A | #N/A | #N/A | #N/A | #N/A | #N/A | #N/A | #N/A | #N/A | #N/A | #N/A | #N/A | #N/A | #N/A | #N/A | #N/A | #N/A | #N/A | #N/A | #N/A | #N/A | #N/A | #N/A | #N/A | #N/A | #N/A | #N/A | #N/A | #N/A | #N/A | #N/A | #N/A | #N/A | #N/A | #N/A | #N/A | #N/A | #N/A | #N/A | #N/A | #N/A | #N/A | #N/A | #N/A | #N/A | #N/A | #N/A | #N/A | #N/A | #N/A | #N/A | #N/A | #N/A | #N/A | #N/A | #N/A | #N/A | #N/A | #N/A | #N/A | #N/A | #N/A | #N/A | #N/A | #N/A | #N/A | #N/A | #N/A | #N/A | #N/A | #N/A | #N/A | #N/A | #N/A | #N/A | #N/A | #N/A | #N/A | #N/A | #N/A | #N/A | #N/A | #N/A | #N/A | #N/A | #N/A | #N/A | #N/A | #N/A | #N/A | #N/A | #N/A | #N/A | #N/A | #N/A | #N/A | #N/A | #N/A | #N/A | #N/A | #N/A | #N/A | #N/A | #N/A | #N/A | #N/A | #N/A | #N/A | #N/A | #N/A | #N/A | #N/A | #N/A | #N/A | #N/A | #N/A | #N/A | #N/A | #N/A | #N/A | #N/A | #N/A | #N/A | #N/A
[35 empty] | R404A | 57 | 497 | #N/A | #N/A | #N/A | #N/A | #N/A | #N/A | #N/A | #N/A | #N/A | #N/A | #N/A | #N/A | #N/A | #N/A | #N/A | #N/A | #N/A | #N/A | #N/A | #N/A | #N/A | #N/A | #N/A | #N/A | #N/A | #N/A | #N/A | #N/A | #N/A | #N/A | #N/A | #N/A | #N/A | #N/A | #N/A | #N/A | #N/A | #N/A | #N/A | #N/A | #N/A | #N/A | #N/A | #N/A | #N/A | #N/A | #N/A | #N/A | #N/A | #N/A | #N/A | #N/A | #N/A | #N/A | #N/A | #N/A | #N/A | #N/A | #N/A | #N/A | #N/A | #N/A | #N/A | #N/A | #N/A | #N/A | #N/A | #N/A | #N/A | #N/A | #N/A | #N/A | #N/A | #N/A | #N/A | #N/A | #N/A | #N/A | #N/A | #N/A | #N/A | #N/A | #N/A | #N/A | #N/A | #N/A | #N/A | #N/A | #N/A | #N/A | #N/A | #N/A | #N/A | #N/A | #N/A | #N/A | #N/A | #N/A | #N/A | #N/A | #N/A | #N/A | #N/A | #N/A | #N/A | #N/A | #N/A | #N/A | #N/A | #N/A | #N/A | #N/A | #N/A | #N/A | #N/A | #N/A | #N/A | #N/A | #N/A | #N/A | #N/A | #N/A | #N/A | #N/A | #N/A | #N/A | #N/A | #N/A | #N/A | #N/A | #N/A
[35 empty] | R404A | 58 | 498 | #N/A | #N/A | #N/A | #N/A | #N/A | #N/A | #N/A | #N/A | #N/A | #N/A | #N/A | #N/A | #N/A | #N/A | #N/A | #N/A | #N/A | #N/A | #N/A | #N/A | #N/A | #N/A | #N/A | #N/A | #N/A | #N/A | #N/A | #N/A | #N/A | #N/A | #N/A | #N/A | #N/A | #N/A | #N/A | #N/A | #N/A | #N/A | #N/A | #N/A | #N/A | #N/A | #N/A | #N/A | #N/A | #N/A | #N/A | #N/A | #N/A | #N/A | #N/A | #N/A | #N/A | #N/A | #N/A | #N/A | #N/A | #N/A | #N/A | #N/A | #N/A | #N/A | #N/A | #N/A | #N/A | #N/A | #N/A | #N/A | #N/A | #N/A | #N/A | #N/A | #N/A | #N/A | #N/A | #N/A | #N/A | #N/A | #N/A | #N/A | #N/A | #N/A | #N/A | #N/A | #N/A | #N/A | #N/A | #N/A | #N/A | #N/A | #N/A | #N/A | #N/A | #N/A | #N/A | #N/A | #N/A | #N/A | #N/A | #N/A | #N/A | #N/A | #N/A | #N/A | #N/A | #N/A | #N/A | #N/A | #N/A | #N/A | #N/A | #N/A | #N/A | #N/A | #N/A | #N/A | #N/A | #N/A | #N/A | #N/A | #N/A | #N/A | #N/A | #N/A | #N/A | #N/A | #N/A | #N/A | #N/A | #N/A | #N/A
[35 empty] | R404A | 59 | 499 | #N/A | #N/A | #N/A | #N/A | #N/A | #N/A | #N/A | #N/A | #N/A | #N/A | #N/A | #N/A | #N/A | #N/A | #N/A | #N/A | #N/A | #N/A | #N/A | #N/A | #N/A | #N/A | #N/A | #N/A | #N/A | #N/A | #N/A | #N/A | #N/A | #N/A | #N/A | #N/A | #N/A | #N/A | #N/A | #N/A | #N/A | #N/A | #N/A | #N/A | #N/A | #N/A | #N/A | #N/A | #N/A | #N/A | #N/A | #N/A | #N/A | #N/A | #N/A | #N/A | #N/A | #N/A | #N/A | #N/A | #N/A | #N/A | #N/A | #N/A | #N/A | #N/A | #N/A | #N/A | #N/A | #N/A | #N/A | #N/A | #N/A | #N/A | #N/A | #N/A | #N/A | #N/A | #N/A | #N/A | #N/A | #N/A | #N/A | #N/A | #N/A | #N/A | #N/A | #N/A | #N/A | #N/A | #N/A | #N/A | #N/A | #N/A | #N/A | #N/A | #N/A | #N/A | #N/A | #N/A | #N/A | #N/A | #N/A | #N/A | #N/A | #N/A | #N/A | #N/A | #N/A | #N/A | #N/A | #N/A | #N/A | #N/A | #N/A | #N/A | #N/A | #N/A | #N/A | #N/A | #N/A | #N/A | #N/A | #N/A | #N/A | #N/A | #N/A | #N/A | #N/A | #N/A | #N/A | #N/A | #N/A | #N/A | #N/A
[35 empty] | R404A | 60 | 500 | #N/A | #N/A | #N/A | #N/A | #N/A | #N/A | #N/A | #N/A | #N/A | #N/A | #N/A | #N/A | #N/A | #N/A | #N/A | #N/A | #N/A | #N/A | #N/A | #N/A | #N/A | #N/A | #N/A | #N/A | #N/A | #N/A | #N/A | #N/A | #N/A | #N/A | #N/A | #N/A | #N/A | #N/A | #N/A | #N/A | #N/A | #N/A | #N/A | #N/A | #N/A | #N/A | #N/A | #N/A | #N/A | #N/A | #N/A | #N/A | #N/A | #N/A | #N/A | #N/A | #N/A | #N/A | #N/A | #N/A | #N/A | #N/A | #N/A | #N/A | #N/A | #N/A | #N/A | #N/A | #N/A | #N/A | #N/A | #N/A | #N/A | #N/A | #N/A | #N/A | #N/A | #N/A | #N/A | #N/A | #N/A | #N/A | #N/A | #N/A | #N/A | #N/A | #N/A | #N/A | #N/A | #N/A | #N/A | #N/A | #N/A | #N/A | #N/A | #N/A | #N/A | #N/A | #N/A | #N/A | #N/A | #N/A | #N/A | #N/A | #N/A | #N/A | #N/A | #N/A | #N/A | #N/A | #N/A | #N/A | #N/A | #N/A | #N/A | #N/A | #N/A | #N/A | #N/A | #N/A | #N/A | #N/A | #N/A | #N/A | #N/A | #N/A | #N/A | #N/A | #N/A | #N/A | #N/A | #N/A | #N/A | #N/A | #N/A
[35 empty] | R404A | 61 | 501 | #N/A | #N/A | #N/A | #N/A | #N/A | #N/A | #N/A | #N/A | #N/A | #N/A | #N/A | #N/A | #N/A | #N/A | #N/A | #N/A | #N/A | #N/A | #N/A | #N/A | #N/A | #N/A | #N/A | #N/A | #N/A | #N/A | #N/A | #N/A | #N/A | #N/A | #N/A | #N/A | #N/A | #N/A | #N/A | #N/A | #N/A | #N/A | #N/A | #N/A | #N/A | #N/A | #N/A | #N/A | #N/A | #N/A | #N/A | #N/A | #N/A | #N/A | #N/A | #N/A | #N/A | #N/A | #N/A | #N/A | #N/A | #N/A | #N/A | #N/A | #N/A | #N/A | #N/A | #N/A | #N/A | #N/A | #N/A | #N/A | #N/A | #N/A | #N/A | #N/A | #N/A | #N/A | #N/A | #N/A | #N/A | #N/A | #N/A | #N/A | #N/A | #N/A | #N/A | #N/A | #N/A | #N/A | #N/A | #N/A | #N/A | #N/A | #N/A | #N/A | #N/A | #N/A | #N/A | #N/A | #N/A | #N/A | #N/A | #N/A | #N/A | #N/A | #N/A | #N/A | #N/A | #N/A | #N/A | #N/A | #N/A | #N/A | #N/A | #N/A | #N/A | #N/A | #N/A | #N/A | #N/A | #N/A | #N/A | #N/A | #N/A | #N/A | #N/A | #N/A | #N/A | #N/A | #N/A | #N/A | #N/A | #N/A | #N/A
[35 empty] | R404A | 62 | 502 | #N/A | #N/A | #N/A | #N/A | #N/A | #N/A | #N/A | #N/A | #N/A | #N/A | #N/A | #N/A | #N/A | #N/A | #N/A | #N/A | #N/A | #N/A | #N/A | #N/A | #N/A | #N/A | #N/A | #N/A | #N/A | #N/A | #N/A | #N/A | #N/A | #N/A | #N/A | #N/A | #N/A | #N/A | #N/A | #N/A | #N/A | #N/A | #N/A | #N/A | #N/A | #N/A | #N/A | #N/A | #N/A | #N/A | #N/A | #N/A | #N/A | #N/A | #N/A | #N/A | #N/A | #N/A | #N/A | #N/A | #N/A | #N/A | #N/A | #N/A | #N/A | #N/A | #N/A | #N/A | #N/A | #N/A | #N/A | #N/A | #N/A | #N/A | #N/A | #N/A | #N/A | #N/A | #N/A | #N/A | #N/A | #N/A | #N/A | #N/A | #N/A | #N/A | #N/A | #N/A | #N/A | #N/A | #N/A | #N/A | #N/A | #N/A | #N/A | #N/A | #N/A | #N/A | #N/A | #N/A | #N/A | #N/A | #N/A | #N/A | #N/A | #N/A | #N/A | #N/A | #N/A | #N/A | #N/A | #N/A | #N/A | #N/A | #N/A | #N/A | #N/A | #N/A | #N/A | #N/A | #N/A | #N/A | #N/A | #N/A | #N/A | #N/A | #N/A | #N/A | #N/A | #N/A | #N/A | #N/A | #N/A | #N/A | #N/A
[35 empty] | R404A | 63 | 503 | #N/A | #N/A | #N/A | #N/A | #N/A | #N/A | #N/A | #N/A | #N/A | #N/A | #N/A | #N/A | #N/A | #N/A | #N/A | #N/A | #N/A | #N/A | #N/A | #N/A | #N/A | #N/A | #N/A | #N/A | #N/A | #N/A | #N/A | #N/A | #N/A | #N/A | #N/A | #N/A | #N/A | #N/A | #N/A | #N/A | #N/A | #N/A | #N/A | #N/A | #N/A | #N/A | #N/A | #N/A | #N/A | #N/A | #N/A | #N/A | #N/A | #N/A | #N/A | #N/A | #N/A | #N/A | #N/A | #N/A | #N/A | #N/A | #N/A | #N/A | #N/A | #N/A | #N/A | #N/A | #N/A | #N/A | #N/A | #N/A | #N/A | #N/A | #N/A | #N/A | #N/A | #N/A | #N/A | #N/A | #N/A | #N/A | #N/A | #N/A | #N/A | #N/A | #N/A | #N/A | #N/A | #N/A | #N/A | #N/A | #N/A | #N/A | #N/A | #N/A | #N/A | #N/A | #N/A | #N/A | #N/A | #N/A | #N/A | #N/A | #N/A | #N/A | #N/A | #N/A | #N/A | #N/A | #N/A | #N/A | #N/A | #N/A | #N/A | #N/A | #N/A | #N/A | #N/A | #N/A | #N/A | #N/A | #N/A | #N/A | #N/A | #N/A | #N/A | #N/A | #N/A | #N/A | #N/A | #N/A | #N/A | #N/A | #N/A
[35 empty] | R404A | 64 | 504 | #N/A | #N/A | #N/A | #N/A | #N/A | #N/A | #N/A | #N/A | #N/A | #N/A | #N/A | #N/A | #N/A | #N/A | #N/A | #N/A | #N/A | #N/A | #N/A | #N/A | #N/A | #N/A | #N/A | #N/A | #N/A | #N/A | #N/A | #N/A | #N/A | #N/A | #N/A | #N/A | #N/A | #N/A | #N/A | #N/A | #N/A | #N/A | #N/A | #N/A | #N/A | #N/A | #N/A | #N/A | #N/A | #N/A | #N/A | #N/A | #N/A | #N/A | #N/A | #N/A | #N/A | #N/A | #N/A | #N/A | #N/A | #N/A | #N/A | #N/A | #N/A | #N/A | #N/A | #N/A | #N/A | #N/A | #N/A | #N/A | #N/A | #N/A | #N/A | #N/A | #N/A | #N/A | #N/A | #N/A | #N/A | #N/A | #N/A | #N/A | #N/A | #N/A | #N/A | #N/A | #N/A | #N/A | #N/A | #N/A | #N/A | #N/A | #N/A | #N/A | #N/A | #N/A | #N/A | #N/A | #N/A | #N/A | #N/A | #N/A | #N/A | #N/A | #N/A | #N/A | #N/A | #N/A | #N/A | #N/A | #N/A | #N/A | #N/A | #N/A | #N/A | #N/A | #N/A | #N/A | #N/A | #N/A | #N/A | #N/A | #N/A | #N/A | #N/A | #N/A | #N/A | #N/A | #N/A | #N/A | #N/A | #N/A | #N/A
[35 empty] | R404A | 65 | 505 | #N/A | #N/A | #N/A | #N/A | #N/A | #N/A | #N/A | #N/A | #N/A | #N/A | #N/A | #N/A | #N/A | #N/A | #N/A | #N/A | #N/A | #N/A | #N/A | #N/A | #N/A | #N/A | #N/A | #N/A | #N/A | #N/A | #N/A | #N/A | #N/A | #N/A | #N/A | #N/A | #N/A | #N/A | #N/A | #N/A | #N/A | #N/A | #N/A | #N/A | #N/A | #N/A | #N/A | #N/A | #N/A | #N/A | #N/A | #N/A | #N/A | #N/A | #N/A | #N/A | #N/A | #N/A | #N/A | #N/A | #N/A | #N/A | #N/A | #N/A | #N/A | #N/A | #N/A | #N/A | #N/A | #N/A | #N/A | #N/A | #N/A | #N/A | #N/A | #N/A | #N/A | #N/A | #N/A | #N/A | #N/A | #N/A | #N/A | #N/A | #N/A | #N/A | #N/A | #N/A | #N/A | #N/A | #N/A | #N/A | #N/A | #N/A | #N/A | #N/A | #N/A | #N/A | #N/A | #N/A | #N/A | #N/A | #N/A | #N/A | #N/A | #N/A | #N/A | #N/A | #N/A | #N/A | #N/A | #N/A | #N/A | #N/A | #N/A | #N/A | #N/A | #N/A | #N/A | #N/A | #N/A | #N/A | #N/A | #N/A | #N/A | #N/A | #N/A | #N/A | #N/A | #N/A | #N/A | #N/A | #N/A | #N/A | #N/A
[35 empty] | R407C | -10 | 510 | #N/A | #N/A | #N/A | #N/A | #N/A | #N/A | #N/A | #N/A | #N/A | #N/A | #N/A | #N/A | #N/A | #N/A | #N/A | #N/A | #N/A | #N/A | #N/A | #N/A | #N/A | #N/A | #N/A | #N/A | #N/A | #N/A | #N/A | #N/A | #N/A | #N/A | #N/A | #N/A | #N/A | #N/A | #N/A | #N/A | #N/A | #N/A | #N/A | #N/A | #N/A | #N/A | #N/A | #N/A | #N/A | #N/A | #N/A | #N/A | #N/A | #N/A | #N/A | #N/A | #N/A | #N/A | #N/A | #N/A | #N/A | #N/A | #N/A | #N/A | #N/A | #N/A | #N/A | #N/A | #N/A | #N/A | #N/A | #N/A | #N/A | #N/A | #N/A | #N/A | #N/A | #N/A | #N/A | 0.67 | 0.67 | 0.67 | 0.67 | 0.67 | 0.67 | 0.66 | 0.66 | 0.66 | 0.66 | 0.66 | 0.66 | 0.65 | 0.65 | 0.65 | 0.65 | 0.65 | 0.65 | 0.65 | 0.64 | 0.64 | 0.64 | 0.64 | 0.64 | 0.64 | 0.64 | 0.63 | 0.63 | 0.63 | 0.63 | 0.63 | 0.63 | 0.63 | 0.63 | 0.62 | 0.62 | 0.62 | 0.62 | 0.62 | 0.62 | 0.62 | 0.62 | 0.61 | 0.61 | 0.61 | 0.61 | #N/A | #N/A | #N/A | #N/A | #N/A | #N/A | #N/A | #N/A | #N/A | #N/A
[35 empty] | R407C | -9 | 511 | #N/A | #N/A | #N/A | #N/A | #N/A | #N/A | #N/A | #N/A | #N/A | #N/A | #N/A | #N/A | #N/A | #N/A | #N/A | #N/A | #N/A | #N/A | #N/A | #N/A | #N/A | #N/A | #N/A | #N/A | #N/A | #N/A | #N/A | #N/A | #N/A | #N/A | #N/A | #N/A | #N/A | #N/A | #N/A | #N/A | #N/A | #N/A | #N/A | #N/A | #N/A | #N/A | #N/A | #N/A | #N/A | #N/A | #N/A | #N/A | #N/A | #N/A | #N/A | #N/A | #N/A | #N/A | #N/A | #N/A | #N/A | #N/A | #N/A | #N/A | #N/A | #N/A | #N/A | #N/A | #N/A | #N/A | #N/A | #N/A | #N/A | #N/A | #N/A | #N/A | #N/A | #N/A | #N/A | 0.68 | 0.68 | 0.68 | 0.67 | 0.67 | 0.67 | 0.67 | 0.67 | 0.67 | 0.66 | 0.66 | 0.66 | 0.66 | 0.66 | 0.66 | 0.65 | 0.65 | 0.65 | 0.65 | 0.65 | 0.65 | 0.65 | 0.64 | 0.64 | 0.64 | 0.64 | 0.64 | 0.64 | 0.64 | 0.63 | 0.63 | 0.63 | 0.63 | 0.63 | 0.63 | 0.63 | 0.63 | 0.62 | 0.62 | 0.62 | 0.62 | 0.62 | 0.62 | 0.62 | 0.62 | 0.62 | #N/A | #N/A | #N/A | #N/A | #N/A | #N/A | #N/A | #N/A | #N/A | #N/A
[35 empty] | R407C | -8 | 512 | #N/A | #N/A | #N/A | #N/A | #N/A | #N/A | #N/A | #N/A | #N/A | #N/A | #N/A | #N/A | #N/A | #N/A | #N/A | #N/A | #N/A | #N/A | #N/A | #N/A | #N/A | #N/A | #N/A | #N/A | #N/A | #N/A | #N/A | #N/A | #N/A | #N/A | #N/A | #N/A | #N/A | #N/A | #N/A | #N/A | #N/A | #N/A | #N/A | #N/A | #N/A | #N/A | #N/A | #N/A | #N/A | #N/A | #N/A | #N/A | #N/A | #N/A | #N/A | #N/A | #N/A | #N/A | #N/A | #N/A | #N/A | #N/A | #N/A | #N/A | #N/A | #N/A | #N/A | #N/A | #N/A | #N/A | #N/A | #N/A | #N/A | #N/A | #N/A | #N/A | #N/A | #N/A | #N/A | 0.69 | 0.68 | 0.68 | 0.68 | 0.68 | 0.68 | 0.67 | 0.67 | 0.67 | 0.67 | 0.67 | 0.67 | 0.66 | 0.66 | 0.66 | 0.66 | 0.66 | 0.66 | 0.66 | 0.65 | 0.65 | 0.65 | 0.65 | 0.65 | 0.65 | 0.65 | 0.64 | 0.64 | 0.64 | 0.64 | 0.64 | 0.64 | 0.64 | 0.63 | 0.63 | 0.63 | 0.63 | 0.63 | 0.63 | 0.63 | 0.63 | 0.62 | 0.62 | 0.62 | 0.62 | 0.62 | #N/A | #N/A | #N/A | #N/A | #N/A | #N/A | #N/A | #N/A | #N/A | #N/A
[35 empty] | R407C | -7 | 513 | #N/A | #N/A | #N/A | #N/A | #N/A | #N/A | #N/A | #N/A | #N/A | #N/A | #N/A | #N/A | #N/A | #N/A | #N/A | #N/A | #N/A | #N/A | #N/A | #N/A | #N/A | #N/A | #N/A | #N/A | #N/A | #N/A | #N/A | #N/A | #N/A | #N/A | #N/A | #N/A | #N/A | #N/A | #N/A | #N/A | #N/A | #N/A | #N/A | #N/A | #N/A | #N/A | #N/A | #N/A | #N/A | #N/A | #N/A | #N/A | #N/A | #N/A | #N/A | #N/A | #N/A | #N/A | #N/A | #N/A | #N/A | #N/A | #N/A | #N/A | #N/A | #N/A | #N/A | #N/A | #N/A | #N/A | #N/A | #N/A | #N/A | #N/A | #N/A | #N/A | #N/A | #N/A | #N/A | 0.69 | 0.69 | 0.69 | 0.69 | 0.68 | 0.68 | 0.68 | 0.68 | 0.68 | 0.68 | 0.67 | 0.67 | 0.67 | 0.67 | 0.67 | 0.67 | 0.66 | 0.66 | 0.66 | 0.66 | 0.66 | 0.66 | 0.65 | 0.65 | 0.65 | 0.65 | 0.65 | 0.65 | 0.65 | 0.64 | 0.64 | 0.64 | 0.64 | 0.64 | 0.64 | 0.64 | 0.64 | 0.63 | 0.63 | 0.63 | 0.63 | 0.63 | 0.63 | 0.63 | 0.63 | 0.63 | #N/A | #N/A | #N/A | #N/A | #N/A | #N/A | #N/A | #N/A | #N/A | #N/A
[35 empty] | R407C | -6 | 514 | #N/A | #N/A | #N/A | #N/A | #N/A | #N/A | #N/A | #N/A | #N/A | #N/A | #N/A | #N/A | #N/A | #N/A | #N/A | #N/A | #N/A | #N/A | #N/A | #N/A | #N/A | #N/A | #N/A | #N/A | #N/A | #N/A | #N/A | #N/A | #N/A | #N/A | #N/A | #N/A | #N/A | #N/A | #N/A | #N/A | #N/A | #N/A | #N/A | #N/A | #N/A | #N/A | #N/A | #N/A | #N/A | #N/A | #N/A | #N/A | #N/A | #N/A | #N/A | #N/A | #N/A | #N/A | #N/A | #N/A | #N/A | #N/A | #N/A | #N/A | #N/A | #N/A | #N/A | #N/A | #N/A | #N/A | #N/A | #N/A | #N/A | #N/A | #N/A | #N/A | #N/A | #N/A | #N/A | 0.7 | 0.7 | 0.69 | 0.69 | 0.69 | 0.69 | 0.69 | 0.68 | 0.68 | 0.68 | 0.68 | 0.68 | 0.68 | 0.67 | 0.67 | 0.67 | 0.67 | 0.67 | 0.67 | 0.66 | 0.66 | 0.66 | 0.66 | 0.66 | 0.66 | 0.66 | 0.65 | 0.65 | 0.65 | 0.65 | 0.65 | 0.65 | 0.65 | 0.64 | 0.64 | 0.64 | 0.64 | 0.64 | 0.64 | 0.64 | 0.64 | 0.63 | 0.63 | 0.63 | 0.63 | 0.63 | #N/A | #N/A | #N/A | #N/A | #N/A | #N/A | #N/A | #N/A | #N/A | #N/A
[35 empty] | R407C | -5 | 515 | #N/A | #N/A | #N/A | #N/A | #N/A | #N/A | #N/A | #N/A | #N/A | #N/A | #N/A | #N/A | #N/A | #N/A | #N/A | #N/A | #N/A | #N/A | #N/A | #N/A | #N/A | #N/A | #N/A | #N/A | #N/A | #N/A | #N/A | #N/A | #N/A | #N/A | #N/A | #N/A | #N/A | #N/A | #N/A | #N/A | #N/A | #N/A | #N/A | #N/A | #N/A | #N/A | #N/A | #N/A | #N/A | #N/A | #N/A | #N/A | #N/A | #N/A | #N/A | #N/A | #N/A | #N/A | #N/A | #N/A | #N/A | #N/A | #N/A | #N/A | #N/A | #N/A | #N/A | #N/A | #N/A | #N/A | #N/A | #N/A | #N/A | #N/A | #N/A | #N/A | #N/A | #N/A | #N/A | 0.7 | 0.7 | 0.7 | 0.7 | 0.7 | 0.69 | 0.69 | 0.69 | 0.69 | 0.69 | 0.68 | 0.68 | 0.68 | 0.68 | 0.68 | 0.68 | 0.67 | 0.67 | 0.67 | 0.67 | 0.67 | 0.67 | 0.66 | 0.66 | 0.66 | 0.66 | 0.66 | 0.66 | 0.66 | 0.65 | 0.65 | 0.65 | 0.65 | 0.65 | 0.65 | 0.65 | 0.65 | 0.64 | 0.64 | 0.64 | 0.64 | 0.64 | 0.64 | 0.64 | 0.64 | 0.63 | #N/A | #N/A | #N/A | #N/A | #N/A | #N/A | #N/A | #N/A | #N/A | #N/A
[35 empty] | R407C | -4 | 516 | #N/A | #N/A | #N/A | #N/A | #N/A | #N/A | #N/A | #N/A | #N/A | #N/A | #N/A | #N/A | #N/A | #N/A | #N/A | #N/A | #N/A | #N/A | #N/A | #N/A | #N/A | #N/A | #N/A | #N/A | #N/A | #N/A | #N/A | #N/A | #N/A | #N/A | #N/A | #N/A | #N/A | #N/A | #N/A | #N/A | #N/A | #N/A | #N/A | #N/A | #N/A | #N/A | #N/A | #N/A | #N/A | #N/A | #N/A | #N/A | #N/A | #N/A | #N/A | #N/A | #N/A | #N/A | #N/A | #N/A | #N/A | #N/A | #N/A | #N/A | #N/A | #N/A | #N/A | #N/A | #N/A | #N/A | #N/A | #N/A | #N/A | #N/A | #N/A | #N/A | #N/A | #N/A | #N/A | 0.71 | 0.71 | 0.7 | 0.7 | 0.7 | 0.7 | 0.7 | 0.7 | 0.69 | 0.69 | 0.69 | 0.69 | 0.69 | 0.68 | 0.68 | 0.68 | 0.68 | 0.68 | 0.68 | 0.67 | 0.67 | 0.67 | 0.67 | 0.67 | 0.67 | 0.67 | 0.66 | 0.66 | 0.66 | 0.66 | 0.66 | 0.66 | 0.66 | 0.65 | 0.65 | 0.65 | 0.65 | 0.65 | 0.65 | 0.65 | 0.65 | 0.64 | 0.64 | 0.64 | 0.64 | 0.64 | #N/A | #N/A | #N/A | #N/A | #N/A | #N/A | #N/A | #N/A | #N/A | #N/A
[35 empty] | R407C | -3 | 517 | #N/A | #N/A | #N/A | #N/A | #N/A | #N/A | #N/A | #N/A | #N/A | #N/A | #N/A | #N/A | #N/A | #N/A | #N/A | #N/A | #N/A | #N/A | #N/A | #N/A | #N/A | #N/A | #N/A | #N/A | #N/A | #N/A | #N/A | #N/A | #N/A | #N/A | #N/A | #N/A | #N/A | #N/A | #N/A | #N/A | #N/A | #N/A | #N/A | #N/A | #N/A | #N/A | #N/A | #N/A | #N/A | #N/A | #N/A | #N/A | #N/A | #N/A | #N/A | #N/A | #N/A | #N/A | #N/A | #N/A | #N/A | #N/A | #N/A | #N/A | #N/A | #N/A | #N/A | #N/A | #N/A | #N/A | #N/A | #N/A | #N/A | #N/A | #N/A | #N/A | #N/A | #N/A | #N/A | 0.71 | 0.71 | 0.71 | 0.71 | 0.71 | 0.7 | 0.7 | 0.7 | 0.7 | 0.7 | 0.7 | 0.69 | 0.69 | 0.69 | 0.69 | 0.69 | 0.69 | 0.68 | 0.68 | 0.68 | 0.68 | 0.68 | 0.68 | 0.67 | 0.67 | 0.67 | 0.67 | 0.67 | 0.67 | 0.67 | 0.66 | 0.66 | 0.66 | 0.66 | 0.66 | 0.66 | 0.66 | 0.65 | 0.65 | 0.65 | 0.65 | 0.65 | 0.65 | 0.65 | 0.65 | 0.64 | #N/A | #N/A | #N/A | #N/A | #N/A | #N/A | #N/A | #N/A | #N/A | #N/A
[35 empty] | R407C | -2 | 518 | #N/A | #N/A | #N/A | #N/A | #N/A | #N/A | #N/A | #N/A | #N/A | #N/A | #N/A | #N/A | #N/A | #N/A | #N/A | #N/A | #N/A | #N/A | #N/A | #N/A | #N/A | #N/A | #N/A | #N/A | #N/A | #N/A | #N/A | #N/A | #N/A | #N/A | #N/A | #N/A | #N/A | #N/A | #N/A | #N/A | #N/A | #N/A | #N/A | #N/A | #N/A | #N/A | #N/A | #N/A | #N/A | #N/A | #N/A | #N/A | #N/A | #N/A | #N/A | #N/A | #N/A | #N/A | #N/A | #N/A | #N/A | #N/A | #N/A | #N/A | #N/A | #N/A | #N/A | #N/A | #N/A | #N/A | #N/A | #N/A | #N/A | #N/A | #N/A | #N/A | #N/A | #N/A | #N/A | 0.72 | 0.72 | 0.72 | 0.71 | 0.71 | 0.71 | 0.71 | 0.71 | 0.71 | 0.7 | 0.7 | 0.7 | 0.7 | 0.7 | 0.69 | 0.69 | 0.69 | 0.69 | 0.69 | 0.69 | 0.68 | 0.68 | 0.68 | 0.68 | 0.68 | 0.68 | 0.67 | 0.67 | 0.67 | 0.67 | 0.67 | 0.67 | 0.67 | 0.66 | 0.66 | 0.66 | 0.66 | 0.66 | 0.66 | 0.66 | 0.66 | 0.65 | 0.65 | 0.65 | 0.65 | 0.65 | #N/A | #N/A | #N/A | #N/A | #N/A | #N/A | #N/A | #N/A | #N/A | #N/A
[35 empty] | R407C | -1 | 519 | #N/A | #N/A | #N/A | #N/A | #N/A | #N/A | #N/A | #N/A | #N/A | #N/A | #N/A | #N/A | #N/A | #N/A | #N/A | #N/A | #N/A | #N/A | #N/A | #N/A | #N/A | #N/A | #N/A | #N/A | #N/A | #N/A | #N/A | #N/A | #N/A | #N/A | #N/A | #N/A | #N/A | #N/A | #N/A | #N/A | #N/A | #N/A | #N/A | #N/A | #N/A | #N/A | #N/A | #N/A | #N/A | #N/A | #N/A | #N/A | #N/A | #N/A | #N/A | #N/A | #N/A | #N/A | #N/A | #N/A | #N/A | #N/A | #N/A | #N/A | #N/A | #N/A | #N/A | #N/A | #N/A | #N/A | #N/A | #N/A | #N/A | #N/A | #N/A | #N/A | #N/A | #N/A | #N/A | 0.73 | 0.72 | 0.72 | 0.72 | 0.72 | 0.72 | 0.71 | 0.71 | 0.71 | 0.71 | 0.71 | 0.71 | 0.7 | 0.7 | 0.7 | 0.7 | 0.7 | 0.69 | 0.69 | 0.69 | 0.69 | 0.69 | 0.69 | 0.69 | 0.68 | 0.68 | 0.68 | 0.68 | 0.68 | 0.68 | 0.67 | 0.67 | 0.67 | 0.67 | 0.67 | 0.67 | 0.67 | 0.66 | 0.66 | 0.66 | 0.66 | 0.66 | 0.66 | 0.66 | 0.66 | 0.65 | #N/A | #N/A | #N/A | #N/A | #N/A | #N/A | #N/A | #N/A | #N/A | #N/A
[35 empty] | R407C | 0 | 520 | #N/A | #N/A | #N/A | #N/A | #N/A | #N/A | #N/A | #N/A | #N/A | #N/A | #N/A | #N/A | #N/A | #N/A | #N/A | #N/A | #N/A | #N/A | #N/A | #N/A | #N/A | #N/A | #N/A | #N/A | #N/A | #N/A | #N/A | #N/A | #N/A | #N/A | #N/A | #N/A | #N/A | #N/A | #N/A | #N/A | #N/A | #N/A | #N/A | #N/A | #N/A | #N/A | #N/A | #N/A | #N/A | #N/A | #N/A | #N/A | #N/A | #N/A | #N/A | #N/A | #N/A | #N/A | #N/A | #N/A | #N/A | #N/A | #N/A | #N/A | #N/A | #N/A | #N/A | #N/A | #N/A | #N/A | #N/A | #N/A | #N/A | #N/A | #N/A | #N/A | #N/A | #N/A | #N/A | 0.73 | 0.73 | 0.73 | 0.73 | 0.73 | 0.72 | 0.72 | 0.72 | 0.72 | 0.72 | 0.71 | 0.71 | 0.71 | 0.71 | 0.71 | 0.7 | 0.7 | 0.7 | 0.7 | 0.7 | 0.7 | 0.69 | 0.69 | 0.69 | 0.69 | 0.69 | 0.69 | 0.68 | 0.68 | 0.68 | 0.68 | 0.68 | 0.68 | 0.68 | 0.67 | 0.67 | 0.67 | 0.67 | 0.67 | 0.67 | 0.67 | 0.66 | 0.66 | 0.66 | 0.66 | 0.66 | #N/A | #N/A | #N/A | #N/A | #N/A | #N/A | #N/A | #N/A | #N/A | #N/A
[35 empty] | R407C | 1 | 521 | #N/A | #N/A | #N/A | #N/A | #N/A | #N/A | #N/A | #N/A | #N/A | #N/A | #N/A | #N/A | #N/A | #N/A | #N/A | #N/A | #N/A | #N/A | #N/A | #N/A | #N/A | #N/A | #N/A | #N/A | #N/A | #N/A | #N/A | #N/A | #N/A | #N/A | #N/A | #N/A | #N/A | #N/A | #N/A | #N/A | #N/A | #N/A | #N/A | #N/A | #N/A | #N/A | #N/A | #N/A | #N/A | #N/A | #N/A | #N/A | #N/A | #N/A | #N/A | #N/A | #N/A | #N/A | #N/A | #N/A | #N/A | #N/A | #N/A | #N/A | #N/A | #N/A | #N/A | #N/A | #N/A | #N/A | #N/A | #N/A | #N/A | #N/A | #N/A | #N/A | #N/A | #N/A | #N/A | 0.74 | 0.74 | 0.74 | 0.73 | 0.73 | 0.73 | 0.73 | 0.73 | 0.72 | 0.72 | 0.72 | 0.72 | 0.72 | 0.71 | 0.71 | 0.71 | 0.71 | 0.71 | 0.7 | 0.7 | 0.7 | 0.7 | 0.7 | 0.7 | 0.69 | 0.69 | 0.69 | 0.69 | 0.69 | 0.69 | 0.69 | 0.68 | 0.68 | 0.68 | 0.68 | 0.68 | 0.68 | 0.68 | 0.67 | 0.67 | 0.67 | 0.67 | 0.67 | 0.67 | 0.67 | 0.67 | #N/A | #N/A | #N/A | #N/A | #N/A | #N/A | #N/A | #N/A | #N/A | #N/A
[35 empty] | R407C | 2 | 522 | #N/A | #N/A | #N/A | #N/A | #N/A | #N/A | #N/A | #N/A | #N/A | #N/A | #N/A | #N/A | #N/A | #N/A | #N/A | #N/A | #N/A | #N/A | #N/A | #N/A | #N/A | #N/A | #N/A | #N/A | #N/A | #N/A | #N/A | #N/A | #N/A | #N/A | #N/A | #N/A | #N/A | #N/A | #N/A | #N/A | #N/A | #N/A | #N/A | #N/A | #N/A | #N/A | #N/A | #N/A | #N/A | #N/A | #N/A | #N/A | #N/A | #N/A | #N/A | #N/A | #N/A | #N/A | #N/A | #N/A | #N/A | #N/A | #N/A | #N/A | #N/A | #N/A | #N/A | #N/A | #N/A | #N/A | #N/A | #N/A | #N/A | #N/A | #N/A | #N/A | #N/A | #N/A | #N/A | 0.75 | 0.74 | 0.74 | 0.74 | 0.74 | 0.74 | 0.73 | 0.73 | 0.73 | 0.73 | 0.73 | 0.72 | 0.72 | 0.72 | 0.72 | 0.72 | 0.71 | 0.71 | 0.71 | 0.71 | 0.71 | 0.71 | 0.7 | 0.7 | 0.7 | 0.7 | 0.7 | 0.7 | 0.69 | 0.69 | 0.69 | 0.69 | 0.69 | 0.69 | 0.69 | 0.68 | 0.68 | 0.68 | 0.68 | 0.68 | 0.68 | 0.68 | 0.67 | 0.67 | 0.67 | 0.67 | #N/A | #N/A | #N/A | #N/A | #N/A | #N/A | #N/A | #N/A | #N/A | #N/A
[35 empty] | R407C | 3 | 523 | #N/A | #N/A | #N/A | #N/A | #N/A | #N/A | #N/A | #N/A | #N/A | #N/A | #N/A | #N/A | #N/A | #N/A | #N/A | #N/A | #N/A | #N/A | #N/A | #N/A | #N/A | #N/A | #N/A | #N/A | #N/A | #N/A | #N/A | #N/A | #N/A | #N/A | #N/A | #N/A | #N/A | #N/A | #N/A | #N/A | #N/A | #N/A | #N/A | #N/A | #N/A | #N/A | #N/A | #N/A | #N/A | #N/A | #N/A | #N/A | #N/A | #N/A | #N/A | #N/A | #N/A | #N/A | #N/A | #N/A | #N/A | #N/A | #N/A | #N/A | #N/A | #N/A | #N/A | #N/A | #N/A | #N/A | #N/A | #N/A | #N/A | #N/A | #N/A | #N/A | #N/A | #N/A | #N/A | 0.75 | 0.75 | 0.75 | 0.75 | 0.74 | 0.74 | 0.74 | 0.74 | 0.74 | 0.73 | 0.73 | 0.73 | 0.73 | 0.73 | 0.72 | 0.72 | 0.72 | 0.72 | 0.72 | 0.72 | 0.71 | 0.71 | 0.71 | 0.71 | 0.71 | 0.71 | 0.7 | 0.7 | 0.7 | 0.7 | 0.7 | 0.7 | 0.69 | 0.69 | 0.69 | 0.69 | 0.69 | 0.69 | 0.69 | 0.68 | 0.68 | 0.68 | 0.68 | 0.68 | 0.68 | 0.68 | #N/A | #N/A | #N/A | #N/A | #N/A | #N/A | #N/A | #N/A | #N/A | #N/A
[35 empty] | R407C | 4 | 524 | #N/A | #N/A | #N/A | #N/A | #N/A | #N/A | #N/A | #N/A | #N/A | #N/A | #N/A | #N/A | #N/A | #N/A | #N/A | #N/A | #N/A | #N/A | #N/A | #N/A | #N/A | #N/A | #N/A | #N/A | #N/A | #N/A | #N/A | #N/A | #N/A | #N/A | #N/A | #N/A | #N/A | #N/A | #N/A | #N/A | #N/A | #N/A | #N/A | #N/A | #N/A | #N/A | #N/A | #N/A | #N/A | #N/A | #N/A | #N/A | #N/A | #N/A | #N/A | #N/A | #N/A | #N/A | #N/A | #N/A | #N/A | #N/A | #N/A | #N/A | #N/A | #N/A | #N/A | #N/A | #N/A | #N/A | #N/A | #N/A | #N/A | #N/A | #N/A | #N/A | #N/A | #N/A | #N/A | 0.76 | 0.76 | 0.76 | 0.75 | 0.75 | 0.75 | 0.75 | 0.74 | 0.74 | 0.74 | 0.74 | 0.74 | 0.73 | 0.73 | 0.73 | 0.73 | 0.73 | 0.73 | 0.72 | 0.72 | 0.72 | 0.72 | 0.72 | 0.71 | 0.71 | 0.71 | 0.71 | 0.71 | 0.71 | 0.7 | 0.7 | 0.7 | 0.7 | 0.7 | 0.7 | 0.7 | 0.69 | 0.69 | 0.69 | 0.69 | 0.69 | 0.69 | 0.69 | 0.68 | 0.68 | 0.68 | #N/A | #N/A | #N/A | #N/A | #N/A | #N/A | #N/A | #N/A | #N/A | #N/A
[35 empty] | R407C | 5 | 525 | #N/A | #N/A | #N/A | #N/A | #N/A | #N/A | #N/A | #N/A | #N/A | #N/A | #N/A | #N/A | #N/A | #N/A | #N/A | #N/A | #N/A | #N/A | #N/A | #N/A | #N/A | #N/A | #N/A | #N/A | #N/A | #N/A | #N/A | #N/A | #N/A | #N/A | #N/A | #N/A | #N/A | #N/A | #N/A | #N/A | #N/A | #N/A | #N/A | #N/A | #N/A | #N/A | #N/A | #N/A | #N/A | #N/A | #N/A | #N/A | #N/A | #N/A | #N/A | #N/A | #N/A | #N/A | #N/A | #N/A | #N/A | #N/A | #N/A | #N/A | #N/A | #N/A | #N/A | #N/A | #N/A | #N/A | #N/A | #N/A | #N/A | #N/A | #N/A | #N/A | #N/A | #N/A | #N/A | 0.77 | 0.76 | 0.76 | 0.76 | 0.76 | 0.76 | 0.75 | 0.75 | 0.75 | 0.75 | 0.75 | 0.74 | 0.74 | 0.74 | 0.74 | 0.74 | 0.73 | 0.73 | 0.73 | 0.73 | 0.73 | 0.72 | 0.72 | 0.72 | 0.72 | 0.72 | 0.72 | 0.71 | 0.71 | 0.71 | 0.71 | 0.71 | 0.71 | 0.7 | 0.7 | 0.7 | 0.7 | 0.7 | 0.7 | 0.7 | 0.69 | 0.69 | 0.69 | 0.69 | 0.69 | 0.69 | #N/A | #N/A | #N/A | #N/A | #N/A | #N/A | #N/A | #N/A | #N/A | #N/A
[35 empty] | R407C | 6 | 526 | #N/A | #N/A | #N/A | #N/A | #N/A | #N/A | #N/A | #N/A | #N/A | #N/A | #N/A | #N/A | #N/A | #N/A | #N/A | #N/A | #N/A | #N/A | #N/A | #N/A | #N/A | #N/A | #N/A | #N/A | #N/A | #N/A | #N/A | #N/A | #N/A | #N/A | #N/A | #N/A | #N/A | #N/A | #N/A | #N/A | #N/A | #N/A | #N/A | #N/A | #N/A | #N/A | #N/A | #N/A | #N/A | #N/A | #N/A | #N/A | #N/A | #N/A | #N/A | #N/A | #N/A | #N/A | #N/A | #N/A | #N/A | #N/A | #N/A | #N/A | #N/A | #N/A | #N/A | #N/A | #N/A | #N/A | #N/A | #N/A | #N/A | #N/A | #N/A | #N/A | #N/A | #N/A | #N/A | 0.77 | 0.77 | 0.77 | 0.77 | 0.76 | 0.76 | 0.76 | 0.76 | 0.76 | 0.75 | 0.75 | 0.75 | 0.75 | 0.75 | 0.74 | 0.74 | 0.74 | 0.74 | 0.74 | 0.73 | 0.73 | 0.73 | 0.73 | 0.73 | 0.73 | 0.72 | 0.72 | 0.72 | 0.72 | 0.72 | 0.72 | 0.71 | 0.71 | 0.71 | 0.71 | 0.71 | 0.71 | 0.7 | 0.7 | 0.7 | 0.7 | 0.7 | 0.7 | 0.7 | 0.69 | 0.69 | #N/A | #N/A | #N/A | #N/A | #N/A | #N/A | #N/A | #N/A | #N/A | #N/A
[35 empty] | R407C | 7 | 527 | #N/A | #N/A | #N/A | #N/A | #N/A | #N/A | #N/A | #N/A | #N/A | #N/A | #N/A | #N/A | #N/A | #N/A | #N/A | #N/A | #N/A | #N/A | #N/A | #N/A | #N/A | #N/A | #N/A | #N/A | #N/A | #N/A | #N/A | #N/A | #N/A | #N/A | #N/A | #N/A | #N/A | #N/A | #N/A | #N/A | #N/A | #N/A | #N/A | #N/A | #N/A | #N/A | #N/A | #N/A | #N/A | #N/A | #N/A | #N/A | #N/A | #N/A | #N/A | #N/A | #N/A | #N/A | #N/A | #N/A | #N/A | #N/A | #N/A | #N/A | #N/A | #N/A | #N/A | #N/A | #N/A | #N/A | #N/A | #N/A | #N/A | #N/A | #N/A | #N/A | #N/A | #N/A | #N/A | 0.78 | 0.78 | 0.78 | 0.77 | 0.77 | 0.77 | 0.77 | 0.77 | 0.76 | 0.76 | 0.76 | 0.76 | 0.75 | 0.75 | 0.75 | 0.75 | 0.75 | 0.74 | 0.74 | 0.74 | 0.74 | 0.74 | 0.74 | 0.73 | 0.73 | 0.73 | 0.73 | 0.73 | 0.72 | 0.72 | 0.72 | 0.72 | 0.72 | 0.72 | 0.71 | 0.71 | 0.71 | 0.71 | 0.71 | 0.71 | 0.71 | 0.7 | 0.7 | 0.7 | 0.7 | 0.7 | #N/A | #N/A | #N/A | #N/A | #N/A | #N/A | #N/A | #N/A | #N/A | #N/A
[35 empty] | R407C | 8 | 528 | #N/A | #N/A | #N/A | #N/A | #N/A | #N/A | #N/A | #N/A | #N/A | #N/A | #N/A | #N/A | #N/A | #N/A | #N/A | #N/A | #N/A | #N/A | #N/A | #N/A | #N/A | #N/A | #N/A | #N/A | #N/A | #N/A | #N/A | #N/A | #N/A | #N/A | #N/A | #N/A | #N/A | #N/A | #N/A | #N/A | #N/A | #N/A | #N/A | #N/A | #N/A | #N/A | #N/A | #N/A | #N/A | #N/A | #N/A | #N/A | #N/A | #N/A | #N/A | #N/A | #N/A | #N/A | #N/A | #N/A | #N/A | #N/A | #N/A | #N/A | #N/A | #N/A | #N/A | #N/A | #N/A | #N/A | #N/A | #N/A | #N/A | #N/A | #N/A | #N/A | #N/A | #N/A | #N/A | 0.79 | 0.79 | 0.78 | 0.78 | 0.78 | 0.78 | 0.77 | 0.77 | 0.77 | 0.77 | 0.77 | 0.76 | 0.76 | 0.76 | 0.76 | 0.76 | 0.75 | 0.75 | 0.75 | 0.75 | 0.75 | 0.74 | 0.74 | 0.74 | 0.74 | 0.74 | 0.73 | 0.73 | 0.73 | 0.73 | 0.73 | 0.73 | 0.72 | 0.72 | 0.72 | 0.72 | 0.72 | 0.72 | 0.71 | 0.71 | 0.71 | 0.71 | 0.71 | 0.71 | 0.71 | 0.71 | #N/A | #N/A | #N/A | #N/A | #N/A | #N/A | #N/A | #N/A | #N/A | #N/A
[35 empty] | R407C | 9 | 529 | #N/A | #N/A | #N/A | #N/A | #N/A | #N/A | #N/A | #N/A | #N/A | #N/A | #N/A | #N/A | #N/A | #N/A | #N/A | #N/A | #N/A | #N/A | #N/A | #N/A | #N/A | #N/A | #N/A | #N/A | #N/A | #N/A | #N/A | #N/A | #N/A | #N/A | #N/A | #N/A | #N/A | #N/A | #N/A | #N/A | #N/A | #N/A | #N/A | #N/A | #N/A | #N/A | #N/A | #N/A | #N/A | #N/A | #N/A | #N/A | #N/A | #N/A | #N/A | #N/A | #N/A | #N/A | #N/A | #N/A | #N/A | #N/A | #N/A | #N/A | #N/A | #N/A | #N/A | #N/A | #N/A | #N/A | #N/A | #N/A | #N/A | #N/A | #N/A | #N/A | #N/A | #N/A | #N/A | 0.8 | 0.79 | 0.79 | 0.79 | 0.79 | 0.78 | 0.78 | 0.78 | 0.78 | 0.77 | 0.77 | 0.77 | 0.77 | 0.77 | 0.76 | 0.76 | 0.76 | 0.76 | 0.76 | 0.75 | 0.75 | 0.75 | 0.75 | 0.75 | 0.74 | 0.74 | 0.74 | 0.74 | 0.74 | 0.74 | 0.73 | 0.73 | 0.73 | 0.73 | 0.73 | 0.73 | 0.72 | 0.72 | 0.72 | 0.72 | 0.72 | 0.72 | 0.72 | 0.71 | 0.71 | 0.71 | #N/A | #N/A | #N/A | #N/A | #N/A | #N/A | #N/A | #N/A | #N/A | #N/A
[35 empty] | R407C | 10 | 530 | #N/A | #N/A | #N/A | #N/A | #N/A | #N/A | #N/A | #N/A | #N/A | #N/A | #N/A | #N/A | #N/A | #N/A | #N/A | #N/A | #N/A | #N/A | #N/A | #N/A | #N/A | #N/A | #N/A | #N/A | #N/A | #N/A | #N/A | #N/A | #N/A | #N/A | #N/A | #N/A | #N/A | #N/A | #N/A | #N/A | #N/A | #N/A | #N/A | #N/A | #N/A | #N/A | #N/A | #N/A | #N/A | #N/A | #N/A | #N/A | #N/A | #N/A | #N/A | #N/A | #N/A | #N/A | #N/A | #N/A | #N/A | #N/A | #N/A | #N/A | #N/A | #N/A | #N/A | #N/A | #N/A | #N/A | #N/A | #N/A | #N/A | #N/A | #N/A | #N/A | #N/A | #N/A | #N/A | 0.8 | 0.8 | 0.8 | 0.8 | 0.79 | 0.79 | 0.79 | 0.79 | 0.78 | 0.78 | 0.78 | 0.78 | 0.78 | 0.77 | 0.77 | 0.77 | 0.77 | 0.77 | 0.76 | 0.76 | 0.76 | 0.76 | 0.76 | 0.75 | 0.75 | 0.75 | 0.75 | 0.75 | 0.74 | 0.74 | 0.74 | 0.74 | 0.74 | 0.74 | 0.73 | 0.73 | 0.73 | 0.73 | 0.73 | 0.73 | 0.72 | 0.72 | 0.72 | 0.72 | 0.72 | 0.72 | #N/A | #N/A | #N/A | #N/A | #N/A | #N/A | #N/A | #N/A | #N/A | #N/A
[35 empty] | R407C | 11 | 531 | #N/A | #N/A | #N/A | #N/A | #N/A | #N/A | #N/A | #N/A | #N/A | #N/A | #N/A | #N/A | #N/A | #N/A | #N/A | #N/A | #N/A | #N/A | #N/A | #N/A | #N/A | #N/A | #N/A | #N/A | #N/A | #N/A | #N/A | #N/A | #N/A | #N/A | #N/A | #N/A | #N/A | #N/A | #N/A | #N/A | #N/A | #N/A | #N/A | #N/A | #N/A | #N/A | #N/A | #N/A | #N/A | #N/A | #N/A | #N/A | #N/A | #N/A | #N/A | #N/A | #N/A | #N/A | #N/A | #N/A | #N/A | #N/A | #N/A | #N/A | #N/A | #N/A | #N/A | #N/A | #N/A | #N/A | #N/A | #N/A | #N/A | #N/A | #N/A | #N/A | #N/A | #N/A | #N/A | 0.81 | 0.81 | 0.81 | 0.8 | 0.8 | 0.8 | 0.8 | 0.79 | 0.79 | 0.79 | 0.79 | 0.79 | 0.78 | 0.78 | 0.78 | 0.78 | 0.77 | 0.77 | 0.77 | 0.77 | 0.77 | 0.76 | 0.76 | 0.76 | 0.76 | 0.76 | 0.75 | 0.75 | 0.75 | 0.75 | 0.75 | 0.75 | 0.74 | 0.74 | 0.74 | 0.74 | 0.74 | 0.74 | 0.73 | 0.73 | 0.73 | 0.73 | 0.73 | 0.73 | 0.73 | 0.72 | #N/A | #N/A | #N/A | #N/A | #N/A | #N/A | #N/A | #N/A | #N/A | #N/A
[35 empty] | R407C | 12 | 532 | #N/A | #N/A | #N/A | #N/A | #N/A | #N/A | #N/A | #N/A | #N/A | #N/A | #N/A | #N/A | #N/A | #N/A | #N/A | #N/A | #N/A | #N/A | #N/A | #N/A | #N/A | #N/A | #N/A | #N/A | #N/A | #N/A | #N/A | #N/A | #N/A | #N/A | #N/A | #N/A | #N/A | #N/A | #N/A | #N/A | #N/A | #N/A | #N/A | #N/A | #N/A | #N/A | #N/A | #N/A | #N/A | #N/A | #N/A | #N/A | #N/A | #N/A | #N/A | #N/A | #N/A | #N/A | #N/A | #N/A | #N/A | #N/A | #N/A | #N/A | #N/A | #N/A | #N/A | #N/A | #N/A | #N/A | #N/A | #N/A | #N/A | #N/A | #N/A | #N/A | #N/A | #N/A | #N/A | 0.82 | 0.82 | 0.81 | 0.81 | 0.81 | 0.81 | 0.8 | 0.8 | 0.8 | 0.8 | 0.79 | 0.79 | 0.79 | 0.79 | 0.79 | 0.78 | 0.78 | 0.78 | 0.78 | 0.78 | 0.77 | 0.77 | 0.77 | 0.77 | 0.77 | 0.76 | 0.76 | 0.76 | 0.76 | 0.76 | 0.75 | 0.75 | 0.75 | 0.75 | 0.75 | 0.75 | 0.74 | 0.74 | 0.74 | 0.74 | 0.74 | 0.74 | 0.73 | 0.73 | 0.73 | 0.73 | #N/A | #N/A | #N/A | #N/A | #N/A | #N/A | #N/A | #N/A | #N/A | #N/A
[35 empty] | R407C | 13 | 533 | #N/A | #N/A | #N/A | #N/A | #N/A | #N/A | #N/A | #N/A | #N/A | #N/A | #N/A | #N/A | #N/A | #N/A | #N/A | #N/A | #N/A | #N/A | #N/A | #N/A | #N/A | #N/A | #N/A | #N/A | #N/A | #N/A | #N/A | #N/A | #N/A | #N/A | #N/A | #N/A | #N/A | #N/A | #N/A | #N/A | #N/A | #N/A | #N/A | #N/A | #N/A | #N/A | #N/A | #N/A | #N/A | #N/A | #N/A | #N/A | #N/A | #N/A | #N/A | #N/A | #N/A | #N/A | #N/A | #N/A | #N/A | #N/A | #N/A | #N/A | #N/A | #N/A | #N/A | #N/A | #N/A | #N/A | #N/A | #N/A | #N/A | #N/A | #N/A | #N/A | #N/A | #N/A | #N/A | 0.83 | 0.82 | 0.82 | 0.82 | 0.82 | 0.81 | 0.81 | 0.81 | 0.81 | 0.8 | 0.8 | 0.8 | 0.8 | 0.8 | 0.79 | 0.79 | 0.79 | 0.79 | 0.78 | 0.78 | 0.78 | 0.78 | 0.78 | 0.77 | 0.77 | 0.77 | 0.77 | 0.77 | 0.76 | 0.76 | 0.76 | 0.76 | 0.76 | 0.76 | 0.75 | 0.75 | 0.75 | 0.75 | 0.75 | 0.75 | 0.74 | 0.74 | 0.74 | 0.74 | 0.74 | 0.74 | #N/A | #N/A | #N/A | #N/A | #N/A | #N/A | #N/A | #N/A | #N/A | #N/A
[35 empty] | R407C | 14 | 534 | #N/A | #N/A | #N/A | #N/A | #N/A | #N/A | #N/A | #N/A | #N/A | #N/A | #N/A | #N/A | #N/A | #N/A | #N/A | #N/A | #N/A | #N/A | #N/A | #N/A | #N/A | #N/A | #N/A | #N/A | #N/A | #N/A | #N/A | #N/A | #N/A | #N/A | #N/A | #N/A | #N/A | #N/A | #N/A | #N/A | #N/A | #N/A | #N/A | #N/A | #N/A | #N/A | #N/A | #N/A | #N/A | #N/A | #N/A | #N/A | #N/A | #N/A | #N/A | #N/A | #N/A | #N/A | #N/A | #N/A | #N/A | #N/A | #N/A | #N/A | #N/A | #N/A | #N/A | #N/A | #N/A | #N/A | #N/A | #N/A | #N/A | #N/A | #N/A | #N/A | #N/A | #N/A | #N/A | 0.84 | 0.83 | 0.83 | 0.83 | 0.83 | 0.82 | 0.82 | 0.82 | 0.82 | 0.81 | 0.81 | 0.81 | 0.81 | 0.8 | 0.8 | 0.8 | 0.8 | 0.79 | 0.79 | 0.79 | 0.79 | 0.79 | 0.78 | 0.78 | 0.78 | 0.78 | 0.78 | 0.77 | 0.77 | 0.77 | 0.77 | 0.77 | 0.76 | 0.76 | 0.76 | 0.76 | 0.76 | 0.76 | 0.75 | 0.75 | 0.75 | 0.75 | 0.75 | 0.75 | 0.75 | 0.74 | #N/A | #N/A | #N/A | #N/A | #N/A | #N/A | #N/A | #N/A | #N/A | #N/A
[35 empty] | R407C | 15 | 535 | #N/A | #N/A | #N/A | #N/A | #N/A | #N/A | #N/A | #N/A | #N/A | #N/A | #N/A | #N/A | #N/A | #N/A | #N/A | #N/A | #N/A | #N/A | #N/A | #N/A | #N/A | #N/A | #N/A | #N/A | #N/A | #N/A | #N/A | #N/A | #N/A | #N/A | #N/A | #N/A | #N/A | #N/A | #N/A | #N/A | #N/A | #N/A | #N/A | #N/A | #N/A | #N/A | #N/A | #N/A | #N/A | #N/A | #N/A | #N/A | #N/A | #N/A | #N/A | #N/A | #N/A | #N/A | #N/A | #N/A | #N/A | #N/A | #N/A | #N/A | #N/A | #N/A | #N/A | #N/A | #N/A | #N/A | #N/A | #N/A | #N/A | #N/A | #N/A | #N/A | #N/A | #N/A | #N/A | 0.84 | 0.84 | 0.84 | 0.84 | 0.83 | 0.83 | 0.83 | 0.83 | 0.82 | 0.82 | 0.82 | 0.82 | 0.81 | 0.81 | 0.81 | 0.81 | 0.8 | 0.8 | 0.8 | 0.8 | 0.8 | 0.79 | 0.79 | 0.79 | 0.79 | 0.79 | 0.78 | 0.78 | 0.78 | 0.78 | 0.78 | 0.77 | 0.77 | 0.77 | 0.77 | 0.77 | 0.76 | 0.76 | 0.76 | 0.76 | 0.76 | 0.76 | 0.76 | 0.75 | 0.75 | 0.75 | #N/A | #N/A | #N/A | #N/A | #N/A | #N/A | #N/A | #N/A | #N/A | #N/A
[35 empty] | R407C | 16 | 536 | #N/A | #N/A | #N/A | #N/A | #N/A | #N/A | #N/A | #N/A | #N/A | #N/A | #N/A | #N/A | #N/A | #N/A | #N/A | #N/A | #N/A | #N/A | #N/A | #N/A | #N/A | #N/A | #N/A | #N/A | #N/A | #N/A | #N/A | #N/A | #N/A | #N/A | #N/A | #N/A | #N/A | #N/A | #N/A | #N/A | #N/A | #N/A | #N/A | #N/A | #N/A | #N/A | #N/A | #N/A | #N/A | #N/A | #N/A | #N/A | #N/A | #N/A | #N/A | #N/A | #N/A | #N/A | #N/A | #N/A | #N/A | #N/A | #N/A | #N/A | #N/A | #N/A | #N/A | #N/A | #N/A | #N/A | #N/A | #N/A | #N/A | #N/A | #N/A | #N/A | #N/A | #N/A | #N/A | 0.85 | 0.85 | 0.85 | 0.84 | 0.84 | 0.84 | 0.84 | 0.83 | 0.83 | 0.83 | 0.83 | 0.82 | 0.82 | 0.82 | 0.82 | 0.81 | 0.81 | 0.81 | 0.81 | 0.81 | 0.8 | 0.8 | 0.8 | 0.8 | 0.79 | 0.79 | 0.79 | 0.79 | 0.79 | 0.78 | 0.78 | 0.78 | 0.78 | 0.78 | 0.78 | 0.77 | 0.77 | 0.77 | 0.77 | 0.77 | 0.77 | 0.76 | 0.76 | 0.76 | 0.76 | 0.76 | #N/A | #N/A | #N/A | #N/A | #N/A | #N/A | #N/A | #N/A | #N/A | #N/A
[35 empty] | R407C | 17 | 537 | #N/A | #N/A | #N/A | #N/A | #N/A | #N/A | #N/A | #N/A | #N/A | #N/A | #N/A | #N/A | #N/A | #N/A | #N/A | #N/A | #N/A | #N/A | #N/A | #N/A | #N/A | #N/A | #N/A | #N/A | #N/A | #N/A | #N/A | #N/A | #N/A | #N/A | #N/A | #N/A | #N/A | #N/A | #N/A | #N/A | #N/A | #N/A | #N/A | #N/A | #N/A | #N/A | #N/A | #N/A | #N/A | #N/A | #N/A | #N/A | #N/A | #N/A | #N/A | #N/A | #N/A | #N/A | #N/A | #N/A | #N/A | #N/A | #N/A | #N/A | #N/A | #N/A | #N/A | #N/A | #N/A | #N/A | #N/A | #N/A | #N/A | #N/A | #N/A | #N/A | #N/A | #N/A | #N/A | 0.86 | 0.86 | 0.86 | 0.85 | 0.85 | 0.85 | 0.85 | 0.84 | 0.84 | 0.84 | 0.83 | 0.83 | 0.83 | 0.83 | 0.83 | 0.82 | 0.82 | 0.82 | 0.82 | 0.81 | 0.81 | 0.81 | 0.81 | 0.8 | 0.8 | 0.8 | 0.8 | 0.8 | 0.79 | 0.79 | 0.79 | 0.79 | 0.79 | 0.78 | 0.78 | 0.78 | 0.78 | 0.78 | 0.78 | 0.77 | 0.77 | 0.77 | 0.77 | 0.77 | 0.77 | 0.76 | #N/A | #N/A | #N/A | #N/A | #N/A | #N/A | #N/A | #N/A | #N/A | #N/A
[35 empty] | R407C | 18 | 538 | #N/A | #N/A | #N/A | #N/A | #N/A | #N/A | #N/A | #N/A | #N/A | #N/A | #N/A | #N/A | #N/A | #N/A | #N/A | #N/A | #N/A | #N/A | #N/A | #N/A | #N/A | #N/A | #N/A | #N/A | #N/A | #N/A | #N/A | #N/A | #N/A | #N/A | #N/A | #N/A | #N/A | #N/A | #N/A | #N/A | #N/A | #N/A | #N/A | #N/A | #N/A | #N/A | #N/A | #N/A | #N/A | #N/A | #N/A | #N/A | #N/A | #N/A | #N/A | #N/A | #N/A | #N/A | #N/A | #N/A | #N/A | #N/A | #N/A | #N/A | #N/A | #N/A | #N/A | #N/A | #N/A | #N/A | #N/A | #N/A | #N/A | #N/A | #N/A | #N/A | #N/A | #N/A | #N/A | 0.87 | 0.87 | 0.86 | 0.86 | 0.86 | 0.86 | 0.85 | 0.85 | 0.85 | 0.85 | 0.84 | 0.84 | 0.84 | 0.84 | 0.83 | 0.83 | 0.83 | 0.83 | 0.82 | 0.82 | 0.82 | 0.82 | 0.82 | 0.81 | 0.81 | 0.81 | 0.81 | 0.8 | 0.8 | 0.8 | 0.8 | 0.8 | 0.79 | 0.79 | 0.79 | 0.79 | 0.79 | 0.79 | 0.78 | 0.78 | 0.78 | 0.78 | 0.78 | 0.78 | 0.77 | 0.77 | #N/A | #N/A | #N/A | #N/A | #N/A | #N/A | #N/A | #N/A | #N/A | #N/A
[35 empty] | R407C | 19 | 539 | #N/A | #N/A | #N/A | #N/A | #N/A | #N/A | #N/A | #N/A | #N/A | #N/A | #N/A | #N/A | #N/A | #N/A | #N/A | #N/A | #N/A | #N/A | #N/A | #N/A | #N/A | #N/A | #N/A | #N/A | #N/A | #N/A | #N/A | #N/A | #N/A | #N/A | #N/A | #N/A | #N/A | #N/A | #N/A | #N/A | #N/A | #N/A | #N/A | #N/A | #N/A | #N/A | #N/A | #N/A | #N/A | #N/A | #N/A | #N/A | #N/A | #N/A | #N/A | #N/A | #N/A | #N/A | #N/A | #N/A | #N/A | #N/A | #N/A | #N/A | #N/A | #N/A | #N/A | #N/A | #N/A | #N/A | #N/A | #N/A | #N/A | #N/A | #N/A | #N/A | #N/A | #N/A | #N/A | 0.88 | 0.88 | 0.87 | 0.87 | 0.87 | 0.87 | 0.86 | 0.86 | 0.86 | 0.85 | 0.85 | 0.85 | 0.85 | 0.84 | 0.84 | 0.84 | 0.84 | 0.83 | 0.83 | 0.83 | 0.83 | 0.83 | 0.82 | 0.82 | 0.82 | 0.82 | 0.81 | 0.81 | 0.81 | 0.81 | 0.81 | 0.8 | 0.8 | 0.8 | 0.8 | 0.8 | 0.79 | 0.79 | 0.79 | 0.79 | 0.79 | 0.79 | 0.78 | 0.78 | 0.78 | 0.78 | #N/A | #N/A | #N/A | #N/A | #N/A | #N/A | #N/A | #N/A | #N/A | #N/A
[35 empty] | R407C | 20 | 540 | #N/A | #N/A | #N/A | #N/A | #N/A | #N/A | #N/A | #N/A | #N/A | #N/A | #N/A | #N/A | #N/A | #N/A | #N/A | #N/A | #N/A | #N/A | #N/A | #N/A | #N/A | #N/A | #N/A | #N/A | #N/A | #N/A | #N/A | #N/A | #N/A | #N/A | #N/A | #N/A | #N/A | #N/A | #N/A | #N/A | #N/A | #N/A | #N/A | #N/A | #N/A | #N/A | #N/A | #N/A | #N/A | #N/A | #N/A | #N/A | #N/A | #N/A | #N/A | #N/A | #N/A | #N/A | #N/A | #N/A | #N/A | #N/A | #N/A | #N/A | #N/A | #N/A | #N/A | #N/A | #N/A | #N/A | #N/A | #N/A | #N/A | #N/A | #N/A | #N/A | #N/A | #N/A | #N/A | 0.89 | 0.89 | 0.88 | 0.88 | 0.88 | 0.87 | 0.87 | 0.87 | 0.87 | 0.86 | 0.86 | 0.86 | 0.86 | 0.85 | 0.85 | 0.85 | 0.85 | 0.84 | 0.84 | 0.84 | 0.84 | 0.83 | 0.83 | 0.83 | 0.83 | 0.82 | 0.82 | 0.82 | 0.82 | 0.82 | 0.81 | 0.81 | 0.81 | 0.81 | 0.81 | 0.8 | 0.8 | 0.8 | 0.8 | 0.8 | 0.8 | 0.79 | 0.79 | 0.79 | 0.79 | 0.79 | #N/A | #N/A | #N/A | #N/A | #N/A | #N/A | #N/A | #N/A | #N/A | #N/A
[35 empty] | R407C | 21 | 541 | #N/A | #N/A | #N/A | #N/A | #N/A | #N/A | #N/A | #N/A | #N/A | #N/A | #N/A | #N/A | #N/A | #N/A | #N/A | #N/A | #N/A | #N/A | #N/A | #N/A | #N/A | #N/A | #N/A | #N/A | #N/A | #N/A | #N/A | #N/A | #N/A | #N/A | #N/A | #N/A | #N/A | #N/A | #N/A | #N/A | #N/A | #N/A | #N/A | #N/A | #N/A | #N/A | #N/A | #N/A | #N/A | #N/A | #N/A | #N/A | #N/A | #N/A | #N/A | #N/A | #N/A | #N/A | #N/A | #N/A | #N/A | #N/A | #N/A | #N/A | #N/A | #N/A | #N/A | #N/A | #N/A | #N/A | #N/A | #N/A | #N/A | #N/A | #N/A | #N/A | #N/A | #N/A | #N/A | 0.9 | 0.9 | 0.89 | 0.89 | 0.89 | 0.88 | 0.88 | 0.88 | 0.88 | 0.87 | 0.87 | 0.87 | 0.86 | 0.86 | 0.86 | 0.86 | 0.85 | 0.85 | 0.85 | 0.85 | 0.84 | 0.84 | 0.84 | 0.84 | 0.84 | 0.83 | 0.83 | 0.83 | 0.83 | 0.82 | 0.82 | 0.82 | 0.82 | 0.82 | 0.81 | 0.81 | 0.81 | 0.81 | 0.81 | 0.8 | 0.8 | 0.8 | 0.8 | 0.8 | 0.8 | 0.79 | #N/A | #N/A | #N/A | #N/A | #N/A | #N/A | #N/A | #N/A | #N/A | #N/A
[35 empty] | R407C | 22 | 542 | #N/A | #N/A | #N/A | #N/A | #N/A | #N/A | #N/A | #N/A | #N/A | #N/A | #N/A | #N/A | #N/A | #N/A | #N/A | #N/A | #N/A | #N/A | #N/A | #N/A | #N/A | #N/A | #N/A | #N/A | #N/A | #N/A | #N/A | #N/A | #N/A | #N/A | #N/A | #N/A | #N/A | #N/A | #N/A | #N/A | #N/A | #N/A | #N/A | #N/A | #N/A | #N/A | #N/A | #N/A | #N/A | #N/A | #N/A | #N/A | #N/A | #N/A | #N/A | #N/A | #N/A | #N/A | #N/A | #N/A | #N/A | #N/A | #N/A | #N/A | #N/A | #N/A | #N/A | #N/A | #N/A | #N/A | #N/A | #N/A | #N/A | #N/A | #N/A | #N/A | #N/A | #N/A | #N/A | 0.91 | 0.91 | 0.9 | 0.9 | 0.9 | 0.89 | 0.89 | 0.89 | 0.89 | 0.88 | 0.88 | 0.88 | 0.87 | 0.87 | 0.87 | 0.87 | 0.86 | 0.86 | 0.86 | 0.86 | 0.85 | 0.85 | 0.85 | 0.85 | 0.84 | 0.84 | 0.84 | 0.84 | 0.84 | 0.83 | 0.83 | 0.83 | 0.83 | 0.82 | 0.82 | 0.82 | 0.82 | 0.82 | 0.81 | 0.81 | 0.81 | 0.81 | 0.81 | 0.81 | 0.8 | 0.8 | #N/A | #N/A | #N/A | #N/A | #N/A | #N/A | #N/A | #N/A | #N/A | #N/A
[35 empty] | R407C | 23 | 543 | #N/A | #N/A | #N/A | #N/A | #N/A | #N/A | #N/A | #N/A | #N/A | #N/A | #N/A | #N/A | #N/A | #N/A | #N/A | #N/A | #N/A | #N/A | #N/A | #N/A | #N/A | #N/A | #N/A | #N/A | #N/A | #N/A | #N/A | #N/A | #N/A | #N/A | #N/A | #N/A | #N/A | #N/A | #N/A | #N/A | #N/A | #N/A | #N/A | #N/A | #N/A | #N/A | #N/A | #N/A | #N/A | #N/A | #N/A | #N/A | #N/A | #N/A | #N/A | #N/A | #N/A | #N/A | #N/A | #N/A | #N/A | #N/A | #N/A | #N/A | #N/A | #N/A | #N/A | #N/A | #N/A | #N/A | #N/A | #N/A | #N/A | #N/A | #N/A | #N/A | #N/A | #N/A | #N/A | 0.92 | 0.92 | 0.91 | 0.91 | 0.91 | 0.9 | 0.9 | 0.9 | 0.89 | 0.89 | 0.89 | 0.89 | 0.88 | 0.88 | 0.88 | 0.88 | 0.87 | 0.87 | 0.87 | 0.87 | 0.86 | 0.86 | 0.86 | 0.86 | 0.85 | 0.85 | 0.85 | 0.85 | 0.84 | 0.84 | 0.84 | 0.84 | 0.84 | 0.83 | 0.83 | 0.83 | 0.83 | 0.83 | 0.82 | 0.82 | 0.82 | 0.82 | 0.82 | 0.81 | 0.81 | 0.81 | #N/A | #N/A | #N/A | #N/A | #N/A | #N/A | #N/A | #N/A | #N/A | #N/A
[35 empty] | R407C | 24 | 544 | #N/A | #N/A | #N/A | #N/A | #N/A | #N/A | #N/A | #N/A | #N/A | #N/A | #N/A | #N/A | #N/A | #N/A | #N/A | #N/A | #N/A | #N/A | #N/A | #N/A | #N/A | #N/A | #N/A | #N/A | #N/A | #N/A | #N/A | #N/A | #N/A | #N/A | #N/A | #N/A | #N/A | #N/A | #N/A | #N/A | #N/A | #N/A | #N/A | #N/A | #N/A | #N/A | #N/A | #N/A | #N/A | #N/A | #N/A | #N/A | #N/A | #N/A | #N/A | #N/A | #N/A | #N/A | #N/A | #N/A | #N/A | #N/A | #N/A | #N/A | #N/A | #N/A | #N/A | #N/A | #N/A | #N/A | #N/A | #N/A | #N/A | #N/A | #N/A | #N/A | #N/A | #N/A | #N/A | 0.93 | 0.93 | 0.92 | 0.92 | 0.92 | 0.91 | 0.91 | 0.91 | 0.9 | 0.9 | 0.9 | 0.9 | 0.89 | 0.89 | 0.89 | 0.89 | 0.88 | 0.88 | 0.88 | 0.87 | 0.87 | 0.87 | 0.87 | 0.86 | 0.86 | 0.86 | 0.86 | 0.86 | 0.85 | 0.85 | 0.85 | 0.85 | 0.84 | 0.84 | 0.84 | 0.84 | 0.84 | 0.83 | 0.83 | 0.83 | 0.83 | 0.83 | 0.82 | 0.82 | 0.82 | 0.82 | #N/A | #N/A | #N/A | #N/A | #N/A | #N/A | #N/A | #N/A | #N/A | #N/A
[35 empty] | R407C | 25 | 545 | #N/A | #N/A | #N/A | #N/A | #N/A | #N/A | #N/A | #N/A | #N/A | #N/A | #N/A | #N/A | #N/A | #N/A | #N/A | #N/A | #N/A | #N/A | #N/A | #N/A | #N/A | #N/A | #N/A | #N/A | #N/A | #N/A | #N/A | #N/A | #N/A | #N/A | #N/A | #N/A | #N/A | #N/A | #N/A | #N/A | #N/A | #N/A | #N/A | #N/A | #N/A | #N/A | #N/A | #N/A | #N/A | #N/A | #N/A | #N/A | #N/A | #N/A | #N/A | #N/A | #N/A | #N/A | #N/A | #N/A | #N/A | #N/A | #N/A | #N/A | #N/A | #N/A | #N/A | #N/A | #N/A | #N/A | #N/A | #N/A | #N/A | #N/A | #N/A | #N/A | #N/A | #N/A | #N/A | 0.94 | 0.94 | 0.93 | 0.93 | 0.93 | 0.92 | 0.92 | 0.92 | 0.91 | 0.91 | 0.91 | 0.91 | 0.9 | 0.9 | 0.9 | 0.89 | 0.89 | 0.89 | 0.89 | 0.88 | 0.88 | 0.88 | 0.88 | 0.87 | 0.87 | 0.87 | 0.87 | 0.86 | 0.86 | 0.86 | 0.86 | 0.86 | 0.85 | 0.85 | 0.85 | 0.85 | 0.84 | 0.84 | 0.84 | 0.84 | 0.84 | 0.83 | 0.83 | 0.83 | 0.83 | 0.83 | #N/A | #N/A | #N/A | #N/A | #N/A | #N/A | #N/A | #N/A | #N/A | #N/A
[35 empty] | R407C | 26 | 546 | #N/A | #N/A | #N/A | #N/A | #N/A | #N/A | #N/A | #N/A | #N/A | #N/A | #N/A | #N/A | #N/A | #N/A | #N/A | #N/A | #N/A | #N/A | #N/A | #N/A | #N/A | #N/A | #N/A | #N/A | #N/A | #N/A | #N/A | #N/A | #N/A | #N/A | #N/A | #N/A | #N/A | #N/A | #N/A | #N/A | #N/A | #N/A | #N/A | #N/A | #N/A | #N/A | #N/A | #N/A | #N/A | #N/A | #N/A | #N/A | #N/A | #N/A | #N/A | #N/A | #N/A | #N/A | #N/A | #N/A | #N/A | #N/A | #N/A | #N/A | #N/A | #N/A | #N/A | #N/A | #N/A | #N/A | #N/A | #N/A | #N/A | #N/A | #N/A | #N/A | #N/A | #N/A | #N/A | 0.95 | 0.95 | 0.94 | 0.94 | 0.94 | 0.93 | 0.93 | 0.93 | 0.93 | 0.92 | 0.92 | 0.92 | 0.91 | 0.91 | 0.91 | 0.9 | 0.9 | 0.9 | 0.9 | 0.89 | 0.89 | 0.89 | 0.89 | 0.88 | 0.88 | 0.88 | 0.88 | 0.87 | 0.87 | 0.87 | 0.87 | 0.86 | 0.86 | 0.86 | 0.86 | 0.86 | 0.85 | 0.85 | 0.85 | 0.85 | 0.85 | 0.84 | 0.84 | 0.84 | 0.84 | 0.84 | #N/A | #N/A | #N/A | #N/A | #N/A | #N/A | #N/A | #N/A | #N/A | #N/A
[35 empty] | R407C | 27 | 547 | #N/A | #N/A | #N/A | #N/A | #N/A | #N/A | #N/A | #N/A | #N/A | #N/A | #N/A | #N/A | #N/A | #N/A | #N/A | #N/A | #N/A | #N/A | #N/A | #N/A | #N/A | #N/A | #N/A | #N/A | #N/A | #N/A | #N/A | #N/A | #N/A | #N/A | #N/A | #N/A | #N/A | #N/A | #N/A | #N/A | #N/A | #N/A | #N/A | #N/A | #N/A | #N/A | #N/A | #N/A | #N/A | #N/A | #N/A | #N/A | #N/A | #N/A | #N/A | #N/A | #N/A | #N/A | #N/A | #N/A | #N/A | #N/A | #N/A | #N/A | #N/A | #N/A | #N/A | #N/A | #N/A | #N/A | #N/A | #N/A | #N/A | #N/A | #N/A | #N/A | #N/A | #N/A | #N/A | 0.96 | 0.96 | 0.96 | 0.95 | 0.95 | 0.95 | 0.94 | 0.94 | 0.94 | 0.93 | 0.93 | 0.93 | 0.92 | 0.92 | 0.92 | 0.92 | 0.91 | 0.91 | 0.91 | 0.9 | 0.9 | 0.9 | 0.9 | 0.89 | 0.89 | 0.89 | 0.89 | 0.88 | 0.88 | 0.88 | 0.88 | 0.87 | 0.87 | 0.87 | 0.87 | 0.86 | 0.86 | 0.86 | 0.86 | 0.86 | 0.85 | 0.85 | 0.85 | 0.85 | 0.85 | 0.84 | #N/A | #N/A | #N/A | #N/A | #N/A | #N/A | #N/A | #N/A | #N/A | #N/A
[35 empty] | R407C | 28 | 548 | #N/A | #N/A | #N/A | #N/A | #N/A | #N/A | #N/A | #N/A | #N/A | #N/A | #N/A | #N/A | #N/A | #N/A | #N/A | #N/A | #N/A | #N/A | #N/A | #N/A | #N/A | #N/A | #N/A | #N/A | #N/A | #N/A | #N/A | #N/A | #N/A | #N/A | #N/A | #N/A | #N/A | #N/A | #N/A | #N/A | #N/A | #N/A | #N/A | #N/A | #N/A | #N/A | #N/A | #N/A | #N/A | #N/A | #N/A | #N/A | #N/A | #N/A | #N/A | #N/A | #N/A | #N/A | #N/A | #N/A | #N/A | #N/A | #N/A | #N/A | #N/A | #N/A | #N/A | #N/A | #N/A | #N/A | #N/A | #N/A | #N/A | #N/A | #N/A | #N/A | #N/A | #N/A | #N/A | 0.97 | 0.97 | 0.97 | 0.96 | 0.96 | 0.96 | 0.95 | 0.95 | 0.95 | 0.94 | 0.94 | 0.94 | 0.93 | 0.93 | 0.93 | 0.93 | 0.92 | 0.92 | 0.92 | 0.91 | 0.91 | 0.91 | 0.91 | 0.9 | 0.9 | 0.9 | 0.9 | 0.89 | 0.89 | 0.89 | 0.89 | 0.88 | 0.88 | 0.88 | 0.88 | 0.87 | 0.87 | 0.87 | 0.87 | 0.87 | 0.86 | 0.86 | 0.86 | 0.86 | 0.86 | 0.85 | #N/A | #N/A | #N/A | #N/A | #N/A | #N/A | #N/A | #N/A | #N/A | #N/A
[35 empty] | R407C | 29 | 549 | #N/A | #N/A | #N/A | #N/A | #N/A | #N/A | #N/A | #N/A | #N/A | #N/A | #N/A | #N/A | #N/A | #N/A | #N/A | #N/A | #N/A | #N/A | #N/A | #N/A | #N/A | #N/A | #N/A | #N/A | #N/A | #N/A | #N/A | #N/A | #N/A | #N/A | #N/A | #N/A | #N/A | #N/A | #N/A | #N/A | #N/A | #N/A | #N/A | #N/A | #N/A | #N/A | #N/A | #N/A | #N/A | #N/A | #N/A | #N/A | #N/A | #N/A | #N/A | #N/A | #N/A | #N/A | #N/A | #N/A | #N/A | #N/A | #N/A | #N/A | #N/A | #N/A | #N/A | #N/A | #N/A | #N/A | #N/A | #N/A | #N/A | #N/A | #N/A | #N/A | #N/A | #N/A | #N/A | 0.99 | 0.98 | 0.98 | 0.97 | 0.97 | 0.97 | 0.96 | 0.96 | 0.96 | 0.95 | 0.95 | 0.95 | 0.95 | 0.94 | 0.94 | 0.94 | 0.93 | 0.93 | 0.93 | 0.92 | 0.92 | 0.92 | 0.92 | 0.91 | 0.91 | 0.91 | 0.91 | 0.9 | 0.9 | 0.9 | 0.9 | 0.89 | 0.89 | 0.89 | 0.89 | 0.88 | 0.88 | 0.88 | 0.88 | 0.88 | 0.87 | 0.87 | 0.87 | 0.87 | 0.87 | 0.86 | #N/A | #N/A | #N/A | #N/A | #N/A | #N/A | #N/A | #N/A | #N/A | #N/A
[35 empty] | R407C | 30 | 550 | #N/A | #N/A | #N/A | #N/A | #N/A | #N/A | #N/A | #N/A | #N/A | #N/A | #N/A | #N/A | #N/A | #N/A | #N/A | #N/A | #N/A | #N/A | #N/A | #N/A | #N/A | #N/A | #N/A | #N/A | #N/A | #N/A | #N/A | #N/A | #N/A | #N/A | #N/A | #N/A | #N/A | #N/A | #N/A | #N/A | #N/A | #N/A | #N/A | #N/A | #N/A | #N/A | #N/A | #N/A | #N/A | #N/A | #N/A | #N/A | #N/A | #N/A | #N/A | #N/A | #N/A | #N/A | #N/A | #N/A | #N/A | #N/A | #N/A | #N/A | #N/A | #N/A | #N/A | #N/A | #N/A | #N/A | #N/A | #N/A | #N/A | #N/A | #N/A | #N/A | #N/A | #N/A | #N/A | 1 | 0.99 | 0.99 | 0.99 | 0.98 | 0.98 | 0.98 | 0.97 | 0.97 | 0.97 | 0.96 | 0.96 | 0.96 | 0.95 | 0.95 | 0.95 | 0.94 | 0.94 | 0.94 | 0.94 | 0.93 | 0.93 | 0.93 | 0.92 | 0.92 | 0.92 | 0.92 | 0.91 | 0.91 | 0.91 | 0.91 | 0.9 | 0.9 | 0.9 | 0.9 | 0.89 | 0.89 | 0.89 | 0.89 | 0.88 | 0.88 | 0.88 | 0.88 | 0.88 | 0.87 | 0.87 | #N/A | #N/A | #N/A | #N/A | #N/A | #N/A | #N/A | #N/A | #N/A | #N/A
[35 empty] | R407C | 31 | 551 | #N/A | #N/A | #N/A | #N/A | #N/A | #N/A | #N/A | #N/A | #N/A | #N/A | #N/A | #N/A | #N/A | #N/A | #N/A | #N/A | #N/A | #N/A | #N/A | #N/A | #N/A | #N/A | #N/A | #N/A | #N/A | #N/A | #N/A | #N/A | #N/A | #N/A | #N/A | #N/A | #N/A | #N/A | #N/A | #N/A | #N/A | #N/A | #N/A | #N/A | #N/A | #N/A | #N/A | #N/A | #N/A | #N/A | #N/A | #N/A | #N/A | #N/A | #N/A | #N/A | #N/A | #N/A | #N/A | #N/A | #N/A | #N/A | #N/A | #N/A | #N/A | #N/A | #N/A | #N/A | #N/A | #N/A | #N/A | #N/A | #N/A | #N/A | #N/A | #N/A | #N/A | #N/A | #N/A | 1.01 | 1.01 | 1 | 1 | 1 | 0.99 | 0.99 | 0.98 | 0.98 | 0.98 | 0.97 | 0.97 | 0.97 | 0.96 | 0.96 | 0.96 | 0.96 | 0.95 | 0.95 | 0.95 | 0.94 | 0.94 | 0.94 | 0.93 | 0.93 | 0.93 | 0.93 | 0.92 | 0.92 | 0.92 | 0.92 | 0.91 | 0.91 | 0.91 | 0.91 | 0.9 | 0.9 | 0.9 | 0.9 | 0.89 | 0.89 | 0.89 | 0.89 | 0.89 | 0.88 | 0.88 | #N/A | #N/A | #N/A | #N/A | #N/A | #N/A | #N/A | #N/A | #N/A | #N/A
[35 empty] | R407C | 32 | 552 | #N/A | #N/A | #N/A | #N/A | #N/A | #N/A | #N/A | #N/A | #N/A | #N/A | #N/A | #N/A | #N/A | #N/A | #N/A | #N/A | #N/A | #N/A | #N/A | #N/A | #N/A | #N/A | #N/A | #N/A | #N/A | #N/A | #N/A | #N/A | #N/A | #N/A | #N/A | #N/A | #N/A | #N/A | #N/A | #N/A | #N/A | #N/A | #N/A | #N/A | #N/A | #N/A | #N/A | #N/A | #N/A | #N/A | #N/A | #N/A | #N/A | #N/A | #N/A | #N/A | #N/A | #N/A | #N/A | #N/A | #N/A | #N/A | #N/A | #N/A | #N/A | #N/A | #N/A | #N/A | #N/A | #N/A | #N/A | #N/A | #N/A | #N/A | #N/A | #N/A | #N/A | #N/A | #N/A | 1.02 | 1.02 | 1.02 | 1.01 | 1.01 | 1 | 1 | 1 | 0.99 | 0.99 | 0.99 | 0.98 | 0.98 | 0.98 | 0.97 | 0.97 | 0.97 | 0.96 | 0.96 | 0.96 | 0.95 | 0.95 | 0.95 | 0.95 | 0.94 | 0.94 | 0.94 | 0.93 | 0.93 | 0.93 | 0.93 | 0.92 | 0.92 | 0.92 | 0.92 | 0.91 | 0.91 | 0.91 | 0.91 | 0.91 | 0.9 | 0.9 | 0.9 | 0.9 | 0.89 | 0.89 | #N/A | #N/A | #N/A | #N/A | #N/A | #N/A | #N/A | #N/A | #N/A | #N/A
[35 empty] | R407C | 33 | 553 | #N/A | #N/A | #N/A | #N/A | #N/A | #N/A | #N/A | #N/A | #N/A | #N/A | #N/A | #N/A | #N/A | #N/A | #N/A | #N/A | #N/A | #N/A | #N/A | #N/A | #N/A | #N/A | #N/A | #N/A | #N/A | #N/A | #N/A | #N/A | #N/A | #N/A | #N/A | #N/A | #N/A | #N/A | #N/A | #N/A | #N/A | #N/A | #N/A | #N/A | #N/A | #N/A | #N/A | #N/A | #N/A | #N/A | #N/A | #N/A | #N/A | #N/A | #N/A | #N/A | #N/A | #N/A | #N/A | #N/A | #N/A | #N/A | #N/A | #N/A | #N/A | #N/A | #N/A | #N/A | #N/A | #N/A | #N/A | #N/A | #N/A | #N/A | #N/A | #N/A | #N/A | #N/A | #N/A | 1.04 | 1.03 | 1.03 | 1.02 | 1.02 | 1.02 | 1.01 | 1.01 | 1.01 | 1 | 1 | 1 | 0.99 | 0.99 | 0.99 | 0.98 | 0.98 | 0.98 | 0.97 | 0.97 | 0.97 | 0.96 | 0.96 | 0.96 | 0.95 | 0.95 | 0.95 | 0.95 | 0.94 | 0.94 | 0.94 | 0.94 | 0.93 | 0.93 | 0.93 | 0.92 | 0.92 | 0.92 | 0.92 | 0.92 | 0.91 | 0.91 | 0.91 | 0.91 | 0.9 | 0.9 | #N/A | #N/A | #N/A | #N/A | #N/A | #N/A | #N/A | #N/A | #N/A | #N/A
[35 empty] | R407C | 34 | 554 | #N/A | #N/A | #N/A | #N/A | #N/A | #N/A | #N/A | #N/A | #N/A | #N/A | #N/A | #N/A | #N/A | #N/A | #N/A | #N/A | #N/A | #N/A | #N/A | #N/A | #N/A | #N/A | #N/A | #N/A | #N/A | #N/A | #N/A | #N/A | #N/A | #N/A | #N/A | #N/A | #N/A | #N/A | #N/A | #N/A | #N/A | #N/A | #N/A | #N/A | #N/A | #N/A | #N/A | #N/A | #N/A | #N/A | #N/A | #N/A | #N/A | #N/A | #N/A | #N/A | #N/A | #N/A | #N/A | #N/A | #N/A | #N/A | #N/A | #N/A | #N/A | #N/A | #N/A | #N/A | #N/A | #N/A | #N/A | #N/A | #N/A | #N/A | #N/A | #N/A | #N/A | #N/A | #N/A | 1.05 | 1.05 | 1.04 | 1.04 | 1.03 | 1.03 | 1.03 | 1.02 | 1.02 | 1.01 | 1.01 | 1.01 | 1 | 1 | 1 | 0.99 | 0.99 | 0.99 | 0.98 | 0.98 | 0.98 | 0.98 | 0.97 | 0.97 | 0.97 | 0.96 | 0.96 | 0.96 | 0.95 | 0.95 | 0.95 | 0.95 | 0.94 | 0.94 | 0.94 | 0.94 | 0.93 | 0.93 | 0.93 | 0.93 | 0.92 | 0.92 | 0.92 | 0.92 | 0.92 | 0.91 | #N/A | #N/A | #N/A | #N/A | #N/A | #N/A | #N/A | #N/A | #N/A | #N/A
[35 empty] | R407C | 35 | 555 | #N/A | #N/A | #N/A | #N/A | #N/A | #N/A | #N/A | #N/A | #N/A | #N/A | #N/A | #N/A | #N/A | #N/A | #N/A | #N/A | #N/A | #N/A | #N/A | #N/A | #N/A | #N/A | #N/A | #N/A | #N/A | #N/A | #N/A | #N/A | #N/A | #N/A | #N/A | #N/A | #N/A | #N/A | #N/A | #N/A | #N/A | #N/A | #N/A | #N/A | #N/A | #N/A | #N/A | #N/A | #N/A | #N/A | #N/A | #N/A | #N/A | #N/A | #N/A | #N/A | #N/A | #N/A | #N/A | #N/A | #N/A | #N/A | #N/A | #N/A | #N/A | #N/A | #N/A | #N/A | #N/A | #N/A | #N/A | #N/A | #N/A | #N/A | #N/A | #N/A | #N/A | #N/A | #N/A | 1.06 | 1.06 | 1.05 | 1.05 | 1.05 | 1.04 | 1.04 | 1.04 | 1.03 | 1.03 | 1.02 | 1.02 | 1.02 | 1.01 | 1.01 | 1.01 | 1 | 1 | 1 | 0.99 | 0.99 | 0.99 | 0.98 | 0.98 | 0.98 | 0.97 | 0.97 | 0.97 | 0.97 | 0.96 | 0.96 | 0.96 | 0.96 | 0.95 | 0.95 | 0.95 | 0.94 | 0.94 | 0.94 | 0.94 | 0.93 | 0.93 | 0.93 | 0.93 | 0.93 | 0.92 | #N/A | #N/A | #N/A | #N/A | #N/A | #N/A | #N/A | #N/A | #N/A | #N/A
[35 empty] | R407C | 36 | 556 | #N/A | #N/A | #N/A | #N/A | #N/A | #N/A | #N/A | #N/A | #N/A | #N/A | #N/A | #N/A | #N/A | #N/A | #N/A | #N/A | #N/A | #N/A | #N/A | #N/A | #N/A | #N/A | #N/A | #N/A | #N/A | #N/A | #N/A | #N/A | #N/A | #N/A | #N/A | #N/A | #N/A | #N/A | #N/A | #N/A | #N/A | #N/A | #N/A | #N/A | #N/A | #N/A | #N/A | #N/A | #N/A | #N/A | #N/A | #N/A | #N/A | #N/A | #N/A | #N/A | #N/A | #N/A | #N/A | #N/A | #N/A | #N/A | #N/A | #N/A | #N/A | #N/A | #N/A | #N/A | #N/A | #N/A | #N/A | #N/A | #N/A | #N/A | #N/A | #N/A | #N/A | #N/A | #N/A | 1.08 | 1.07 | 1.07 | 1.06 | 1.06 | 1.06 | 1.05 | 1.05 | 1.05 | 1.04 | 1.04 | 1.03 | 1.03 | 1.03 | 1.02 | 1.02 | 1.02 | 1.01 | 1.01 | 1.01 | 1 | 1 | 1 | 0.99 | 0.99 | 0.99 | 0.98 | 0.98 | 0.98 | 0.98 | 0.97 | 0.97 | 0.97 | 0.96 | 0.96 | 0.96 | 0.96 | 0.95 | 0.95 | 0.95 | 0.95 | 0.94 | 0.94 | 0.94 | 0.94 | 0.93 | #N/A | #N/A | #N/A | #N/A | #N/A | #N/A | #N/A | #N/A | #N/A | #N/A
[35 empty] | R407C | 37 | 557 | #N/A | #N/A | #N/A | #N/A | #N/A | #N/A | #N/A | #N/A | #N/A | #N/A | #N/A | #N/A | #N/A | #N/A | #N/A | #N/A | #N/A | #N/A | #N/A | #N/A | #N/A | #N/A | #N/A | #N/A | #N/A | #N/A | #N/A | #N/A | #N/A | #N/A | #N/A | #N/A | #N/A | #N/A | #N/A | #N/A | #N/A | #N/A | #N/A | #N/A | #N/A | #N/A | #N/A | #N/A | #N/A | #N/A | #N/A | #N/A | #N/A | #N/A | #N/A | #N/A | #N/A | #N/A | #N/A | #N/A | #N/A | #N/A | #N/A | #N/A | #N/A | #N/A | #N/A | #N/A | #N/A | #N/A | #N/A | #N/A | #N/A | #N/A | #N/A | #N/A | #N/A | #N/A | #N/A | 1.09 | 1.09 | 1.08 | 1.08 | 1.08 | 1.07 | 1.07 | 1.06 | 1.06 | 1.06 | 1.05 | 1.05 | 1.04 | 1.04 | 1.04 | 1.03 | 1.03 | 1.03 | 1.02 | 1.02 | 1.02 | 1.01 | 1.01 | 1.01 | 1 | 1 | 1 | 0.99 | 0.99 | 0.99 | 0.98 | 0.98 | 0.98 | 0.98 | 0.97 | 0.97 | 0.97 | 0.97 | 0.96 | 0.96 | 0.96 | 0.96 | 0.95 | 0.95 | 0.95 | 0.95 | #N/A | #N/A | #N/A | #N/A | #N/A | #N/A | #N/A | #N/A | #N/A | #N/A
[35 empty] | R407C | 38 | 558 | #N/A | #N/A | #N/A | #N/A | #N/A | #N/A | #N/A | #N/A | #N/A | #N/A | #N/A | #N/A | #N/A | #N/A | #N/A | #N/A | #N/A | #N/A | #N/A | #N/A | #N/A | #N/A | #N/A | #N/A | #N/A | #N/A | #N/A | #N/A | #N/A | #N/A | #N/A | #N/A | #N/A | #N/A | #N/A | #N/A | #N/A | #N/A | #N/A | #N/A | #N/A | #N/A | #N/A | #N/A | #N/A | #N/A | #N/A | #N/A | #N/A | #N/A | #N/A | #N/A | #N/A | #N/A | #N/A | #N/A | #N/A | #N/A | #N/A | #N/A | #N/A | #N/A | #N/A | #N/A | #N/A | #N/A | #N/A | #N/A | #N/A | #N/A | #N/A | #N/A | #N/A | #N/A | #N/A | 1.11 | 1.1 | 1.1 | 1.09 | 1.09 | 1.09 | 1.08 | 1.08 | 1.07 | 1.07 | 1.07 | 1.06 | 1.06 | 1.05 | 1.05 | 1.05 | 1.04 | 1.04 | 1.04 | 1.03 | 1.03 | 1.03 | 1.02 | 1.02 | 1.02 | 1.01 | 1.01 | 1.01 | 1 | 1 | 1 | 0.99 | 0.99 | 0.99 | 0.99 | 0.98 | 0.98 | 0.98 | 0.97 | 0.97 | 0.97 | 0.97 | 0.96 | 0.96 | 0.96 | 0.96 | #N/A | #N/A | #N/A | #N/A | #N/A | #N/A | #N/A | #N/A | #N/A | #N/A
[35 empty] | R407C | 39 | 559 | #N/A | #N/A | #N/A | #N/A | #N/A | #N/A | #N/A | #N/A | #N/A | #N/A | #N/A | #N/A | #N/A | #N/A | #N/A | #N/A | #N/A | #N/A | #N/A | #N/A | #N/A | #N/A | #N/A | #N/A | #N/A | #N/A | #N/A | #N/A | #N/A | #N/A | #N/A | #N/A | #N/A | #N/A | #N/A | #N/A | #N/A | #N/A | #N/A | #N/A | #N/A | #N/A | #N/A | #N/A | #N/A | #N/A | #N/A | #N/A | #N/A | #N/A | #N/A | #N/A | #N/A | #N/A | #N/A | #N/A | #N/A | #N/A | #N/A | #N/A | #N/A | #N/A | #N/A | #N/A | #N/A | #N/A | #N/A | #N/A | #N/A | #N/A | #N/A | #N/A | #N/A | #N/A | #N/A | 1.12 | 1.12 | 1.11 | 1.11 | 1.1 | 1.1 | 1.1 | 1.09 | 1.09 | 1.08 | 1.08 | 1.08 | 1.07 | 1.07 | 1.06 | 1.06 | 1.06 | 1.05 | 1.05 | 1.05 | 1.04 | 1.04 | 1.04 | 1.03 | 1.03 | 1.03 | 1.02 | 1.02 | 1.02 | 1.01 | 1.01 | 1.01 | 1 | 1 | 1 | 1 | 0.99 | 0.99 | 0.99 | 0.98 | 0.98 | 0.98 | 0.98 | 0.97 | 0.97 | 0.97 | #N/A | #N/A | #N/A | #N/A | #N/A | #N/A | #N/A | #N/A | #N/A | #N/A
[35 empty] | R407C | 40 | 560 | #N/A | #N/A | #N/A | #N/A | #N/A | #N/A | #N/A | #N/A | #N/A | #N/A | #N/A | #N/A | #N/A | #N/A | #N/A | #N/A | #N/A | #N/A | #N/A | #N/A | #N/A | #N/A | #N/A | #N/A | #N/A | #N/A | #N/A | #N/A | #N/A | #N/A | #N/A | #N/A | #N/A | #N/A | #N/A | #N/A | #N/A | #N/A | #N/A | #N/A | #N/A | #N/A | #N/A | #N/A | #N/A | #N/A | #N/A | #N/A | #N/A | #N/A | #N/A | #N/A | #N/A | #N/A | #N/A | #N/A | #N/A | #N/A | #N/A | #N/A | #N/A | #N/A | #N/A | #N/A | #N/A | #N/A | #N/A | #N/A | #N/A | #N/A | #N/A | #N/A | #N/A | #N/A | #N/A | 1.14 | 1.13 | 1.13 | 1.13 | 1.12 | 1.12 | 1.11 | 1.11 | 1.1 | 1.1 | 1.1 | 1.09 | 1.09 | 1.08 | 1.08 | 1.08 | 1.07 | 1.07 | 1.06 | 1.06 | 1.06 | 1.05 | 1.05 | 1.05 | 1.04 | 1.04 | 1.04 | 1.03 | 1.03 | 1.03 | 1.02 | 1.02 | 1.02 | 1.01 | 1.01 | 1.01 | 1.01 | 1 | 1 | 1 | 0.99 | 0.99 | 0.99 | 0.99 | 0.98 | 0.98 | #N/A | #N/A | #N/A | #N/A | #N/A | #N/A | #N/A | #N/A | #N/A | #N/A
[35 empty] | R407C | 41 | 561 | #N/A | #N/A | #N/A | #N/A | #N/A | #N/A | #N/A | #N/A | #N/A | #N/A | #N/A | #N/A | #N/A | #N/A | #N/A | #N/A | #N/A | #N/A | #N/A | #N/A | #N/A | #N/A | #N/A | #N/A | #N/A | #N/A | #N/A | #N/A | #N/A | #N/A | #N/A | #N/A | #N/A | #N/A | #N/A | #N/A | #N/A | #N/A | #N/A | #N/A | #N/A | #N/A | #N/A | #N/A | #N/A | #N/A | #N/A | #N/A | #N/A | #N/A | #N/A | #N/A | #N/A | #N/A | #N/A | #N/A | #N/A | #N/A | #N/A | #N/A | #N/A | #N/A | #N/A | #N/A | #N/A | #N/A | #N/A | #N/A | #N/A | #N/A | #N/A | #N/A | #N/A | #N/A | #N/A | 1.16 | 1.15 | 1.15 | 1.14 | 1.14 | 1.13 | 1.13 | 1.12 | 1.12 | 1.11 | 1.11 | 1.11 | 1.1 | 1.1 | 1.09 | 1.09 | 1.09 | 1.08 | 1.08 | 1.07 | 1.07 | 1.07 | 1.06 | 1.06 | 1.06 | 1.05 | 1.05 | 1.05 | 1.04 | 1.04 | 1.04 | 1.03 | 1.03 | 1.03 | 1.02 | 1.02 | 1.02 | 1.02 | 1.01 | 1.01 | 1.01 | 1 | 1 | 1 | 1 | 0.99 | #N/A | #N/A | #N/A | #N/A | #N/A | #N/A | #N/A | #N/A | #N/A | #N/A
[35 empty] | R407C | 42 | 562 | #N/A | #N/A | #N/A | #N/A | #N/A | #N/A | #N/A | #N/A | #N/A | #N/A | #N/A | #N/A | #N/A | #N/A | #N/A | #N/A | #N/A | #N/A | #N/A | #N/A | #N/A | #N/A | #N/A | #N/A | #N/A | #N/A | #N/A | #N/A | #N/A | #N/A | #N/A | #N/A | #N/A | #N/A | #N/A | #N/A | #N/A | #N/A | #N/A | #N/A | #N/A | #N/A | #N/A | #N/A | #N/A | #N/A | #N/A | #N/A | #N/A | #N/A | #N/A | #N/A | #N/A | #N/A | #N/A | #N/A | #N/A | #N/A | #N/A | #N/A | #N/A | #N/A | #N/A | #N/A | #N/A | #N/A | #N/A | #N/A | #N/A | #N/A | #N/A | #N/A | #N/A | #N/A | #N/A | 1.17 | 1.17 | 1.16 | 1.16 | 1.15 | 1.15 | 1.14 | 1.14 | 1.14 | 1.13 | 1.13 | 1.12 | 1.12 | 1.11 | 1.11 | 1.11 | 1.1 | 1.1 | 1.09 | 1.09 | 1.09 | 1.08 | 1.08 | 1.07 | 1.07 | 1.07 | 1.06 | 1.06 | 1.06 | 1.05 | 1.05 | 1.05 | 1.04 | 1.04 | 1.04 | 1.04 | 1.03 | 1.03 | 1.03 | 1.02 | 1.02 | 1.02 | 1.02 | 1.01 | 1.01 | 1.01 | #N/A | #N/A | #N/A | #N/A | #N/A | #N/A | #N/A | #N/A | #N/A | #N/A
[35 empty] | R407C | 43 | 563 | #N/A | #N/A | #N/A | #N/A | #N/A | #N/A | #N/A | #N/A | #N/A | #N/A | #N/A | #N/A | #N/A | #N/A | #N/A | #N/A | #N/A | #N/A | #N/A | #N/A | #N/A | #N/A | #N/A | #N/A | #N/A | #N/A | #N/A | #N/A | #N/A | #N/A | #N/A | #N/A | #N/A | #N/A | #N/A | #N/A | #N/A | #N/A | #N/A | #N/A | #N/A | #N/A | #N/A | #N/A | #N/A | #N/A | #N/A | #N/A | #N/A | #N/A | #N/A | #N/A | #N/A | #N/A | #N/A | #N/A | #N/A | #N/A | #N/A | #N/A | #N/A | #N/A | #N/A | #N/A | #N/A | #N/A | #N/A | #N/A | #N/A | #N/A | #N/A | #N/A | #N/A | #N/A | #N/A | 1.19 | 1.19 | 1.18 | 1.18 | 1.17 | 1.17 | 1.16 | 1.16 | 1.15 | 1.15 | 1.14 | 1.14 | 1.13 | 1.13 | 1.13 | 1.12 | 1.12 | 1.11 | 1.11 | 1.11 | 1.1 | 1.1 | 1.09 | 1.09 | 1.09 | 1.08 | 1.08 | 1.08 | 1.07 | 1.07 | 1.07 | 1.06 | 1.06 | 1.06 | 1.05 | 1.05 | 1.05 | 1.04 | 1.04 | 1.04 | 1.03 | 1.03 | 1.03 | 1.03 | 1.02 | 1.02 | #N/A | #N/A | #N/A | #N/A | #N/A | #N/A | #N/A | #N/A | #N/A | #N/A
[35 empty] | R407C | 44 | 564 | #N/A | #N/A | #N/A | #N/A | #N/A | #N/A | #N/A | #N/A | #N/A | #N/A | #N/A | #N/A | #N/A | #N/A | #N/A | #N/A | #N/A | #N/A | #N/A | #N/A | #N/A | #N/A | #N/A | #N/A | #N/A | #N/A | #N/A | #N/A | #N/A | #N/A | #N/A | #N/A | #N/A | #N/A | #N/A | #N/A | #N/A | #N/A | #N/A | #N/A | #N/A | #N/A | #N/A | #N/A | #N/A | #N/A | #N/A | #N/A | #N/A | #N/A | #N/A | #N/A | #N/A | #N/A | #N/A | #N/A | #N/A | #N/A | #N/A | #N/A | #N/A | #N/A | #N/A | #N/A | #N/A | #N/A | #N/A | #N/A | #N/A | #N/A | #N/A | #N/A | #N/A | #N/A | #N/A | 1.21 | 1.2 | 1.2 | 1.19 | 1.19 | 1.18 | 1.18 | 1.17 | 1.17 | 1.16 | 1.16 | 1.16 | 1.15 | 1.15 | 1.14 | 1.14 | 1.13 | 1.13 | 1.13 | 1.12 | 1.12 | 1.11 | 1.11 | 1.11 | 1.1 | 1.1 | 1.09 | 1.09 | 1.09 | 1.08 | 1.08 | 1.08 | 1.07 | 1.07 | 1.07 | 1.06 | 1.06 | 1.06 | 1.05 | 1.05 | 1.05 | 1.05 | 1.04 | 1.04 | 1.04 | 1.03 | #N/A | #N/A | #N/A | #N/A | #N/A | #N/A | #N/A | #N/A | #N/A | #N/A
[35 empty] | R407C | 45 | 565 | #N/A | #N/A | #N/A | #N/A | #N/A | #N/A | #N/A | #N/A | #N/A | #N/A | #N/A | #N/A | #N/A | #N/A | #N/A | #N/A | #N/A | #N/A | #N/A | #N/A | #N/A | #N/A | #N/A | #N/A | #N/A | #N/A | #N/A | #N/A | #N/A | #N/A | #N/A | #N/A | #N/A | #N/A | #N/A | #N/A | #N/A | #N/A | #N/A | #N/A | #N/A | #N/A | #N/A | #N/A | #N/A | #N/A | #N/A | #N/A | #N/A | #N/A | #N/A | #N/A | #N/A | #N/A | #N/A | #N/A | #N/A | #N/A | #N/A | #N/A | #N/A | #N/A | #N/A | #N/A | #N/A | #N/A | #N/A | #N/A | #N/A | #N/A | #N/A | #N/A | #N/A | #N/A | #N/A | 1.23 | 1.22 | 1.22 | 1.21 | 1.21 | 1.2 | 1.2 | 1.19 | 1.19 | 1.18 | 1.18 | 1.17 | 1.17 | 1.16 | 1.16 | 1.15 | 1.15 | 1.15 | 1.14 | 1.14 | 1.13 | 1.13 | 1.13 | 1.12 | 1.12 | 1.11 | 1.11 | 1.11 | 1.1 | 1.1 | 1.1 | 1.09 | 1.09 | 1.09 | 1.08 | 1.08 | 1.08 | 1.07 | 1.07 | 1.07 | 1.06 | 1.06 | 1.06 | 1.05 | 1.05 | 1.05 | #N/A | #N/A | #N/A | #N/A | #N/A | #N/A | #N/A | #N/A | #N/A | #N/A
[35 empty] | R407C | 46 | 566 | #N/A | #N/A | #N/A | #N/A | #N/A | #N/A | #N/A | #N/A | #N/A | #N/A | #N/A | #N/A | #N/A | #N/A | #N/A | #N/A | #N/A | #N/A | #N/A | #N/A | #N/A | #N/A | #N/A | #N/A | #N/A | #N/A | #N/A | #N/A | #N/A | #N/A | #N/A | #N/A | #N/A | #N/A | #N/A | #N/A | #N/A | #N/A | #N/A | #N/A | #N/A | #N/A | #N/A | #N/A | #N/A | #N/A | #N/A | #N/A | #N/A | #N/A | #N/A | #N/A | #N/A | #N/A | #N/A | #N/A | #N/A | #N/A | #N/A | #N/A | #N/A | #N/A | #N/A | #N/A | #N/A | #N/A | #N/A | #N/A | #N/A | #N/A | #N/A | #N/A | #N/A | #N/A | #N/A | 1.25 | 1.24 | 1.24 | 1.23 | 1.23 | 1.22 | 1.22 | 1.21 | 1.21 | 1.2 | 1.2 | 1.19 | 1.19 | 1.18 | 1.18 | 1.17 | 1.17 | 1.16 | 1.16 | 1.15 | 1.15 | 1.15 | 1.14 | 1.14 | 1.13 | 1.13 | 1.13 | 1.12 | 1.12 | 1.12 | 1.11 | 1.11 | 1.1 | 1.1 | 1.1 | 1.09 | 1.09 | 1.09 | 1.08 | 1.08 | 1.08 | 1.08 | 1.07 | 1.07 | 1.07 | 1.06 | #N/A | #N/A | #N/A | #N/A | #N/A | #N/A | #N/A | #N/A | #N/A | #N/A
[35 empty] | R407C | 47 | 567 | #N/A | #N/A | #N/A | #N/A | #N/A | #N/A | #N/A | #N/A | #N/A | #N/A | #N/A | #N/A | #N/A | #N/A | #N/A | #N/A | #N/A | #N/A | #N/A | #N/A | #N/A | #N/A | #N/A | #N/A | #N/A | #N/A | #N/A | #N/A | #N/A | #N/A | #N/A | #N/A | #N/A | #N/A | #N/A | #N/A | #N/A | #N/A | #N/A | #N/A | #N/A | #N/A | #N/A | #N/A | #N/A | #N/A | #N/A | #N/A | #N/A | #N/A | #N/A | #N/A | #N/A | #N/A | #N/A | #N/A | #N/A | #N/A | #N/A | #N/A | #N/A | #N/A | #N/A | #N/A | #N/A | #N/A | #N/A | #N/A | #N/A | #N/A | #N/A | #N/A | #N/A | #N/A | #N/A | 1.27 | 1.26 | 1.26 | 1.25 | 1.25 | 1.24 | 1.23 | 1.23 | 1.22 | 1.22 | 1.21 | 1.21 | 1.2 | 1.2 | 1.19 | 1.19 | 1.19 | 1.18 | 1.18 | 1.17 | 1.17 | 1.16 | 1.16 | 1.16 | 1.15 | 1.15 | 1.14 | 1.14 | 1.14 | 1.13 | 1.13 | 1.12 | 1.12 | 1.12 | 1.11 | 1.11 | 1.11 | 1.1 | 1.1 | 1.1 | 1.09 | 1.09 | 1.09 | 1.08 | 1.08 | 1.08 | #N/A | #N/A | #N/A | #N/A | #N/A | #N/A | #N/A | #N/A | #N/A | #N/A
[35 empty] | R407C | 48 | 568 | #N/A | #N/A | #N/A | #N/A | #N/A | #N/A | #N/A | #N/A | #N/A | #N/A | #N/A | #N/A | #N/A | #N/A | #N/A | #N/A | #N/A | #N/A | #N/A | #N/A | #N/A | #N/A | #N/A | #N/A | #N/A | #N/A | #N/A | #N/A | #N/A | #N/A | #N/A | #N/A | #N/A | #N/A | #N/A | #N/A | #N/A | #N/A | #N/A | #N/A | #N/A | #N/A | #N/A | #N/A | #N/A | #N/A | #N/A | #N/A | #N/A | #N/A | #N/A | #N/A | #N/A | #N/A | #N/A | #N/A | #N/A | #N/A | #N/A | #N/A | #N/A | #N/A | #N/A | #N/A | #N/A | #N/A | #N/A | #N/A | #N/A | #N/A | #N/A | #N/A | #N/A | #N/A | #N/A | 1.29 | 1.28 | 1.28 | 1.27 | 1.27 | 1.26 | 1.25 | 1.25 | 1.24 | 1.24 | 1.23 | 1.23 | 1.22 | 1.22 | 1.21 | 1.21 | 1.2 | 1.2 | 1.2 | 1.19 | 1.19 | 1.18 | 1.18 | 1.17 | 1.17 | 1.16 | 1.16 | 1.16 | 1.15 | 1.15 | 1.14 | 1.14 | 1.14 | 1.13 | 1.13 | 1.13 | 1.12 | 1.12 | 1.12 | 1.11 | 1.11 | 1.11 | 1.1 | 1.1 | 1.1 | 1.09 | #N/A | #N/A | #N/A | #N/A | #N/A | #N/A | #N/A | #N/A | #N/A | #N/A
[35 empty] | R407C | 49 | 569 | #N/A | #N/A | #N/A | #N/A | #N/A | #N/A | #N/A | #N/A | #N/A | #N/A | #N/A | #N/A | #N/A | #N/A | #N/A | #N/A | #N/A | #N/A | #N/A | #N/A | #N/A | #N/A | #N/A | #N/A | #N/A | #N/A | #N/A | #N/A | #N/A | #N/A | #N/A | #N/A | #N/A | #N/A | #N/A | #N/A | #N/A | #N/A | #N/A | #N/A | #N/A | #N/A | #N/A | #N/A | #N/A | #N/A | #N/A | #N/A | #N/A | #N/A | #N/A | #N/A | #N/A | #N/A | #N/A | #N/A | #N/A | #N/A | #N/A | #N/A | #N/A | #N/A | #N/A | #N/A | #N/A | #N/A | #N/A | #N/A | #N/A | #N/A | #N/A | #N/A | #N/A | #N/A | #N/A | 1.31 | 1.3 | 1.3 | 1.29 | 1.29 | 1.28 | 1.28 | 1.27 | 1.26 | 1.26 | 1.25 | 1.25 | 1.24 | 1.24 | 1.23 | 1.23 | 1.22 | 1.22 | 1.21 | 1.21 | 1.2 | 1.2 | 1.2 | 1.19 | 1.19 | 1.18 | 1.18 | 1.17 | 1.17 | 1.17 | 1.16 | 1.16 | 1.15 | 1.15 | 1.15 | 1.14 | 1.14 | 1.14 | 1.13 | 1.13 | 1.13 | 1.12 | 1.12 | 1.12 | 1.11 | 1.11 | #N/A | #N/A | #N/A | #N/A | #N/A | #N/A | #N/A | #N/A | #N/A | #N/A
[35 empty] | R407C | 50 | 570 | #N/A | #N/A | #N/A | #N/A | #N/A | #N/A | #N/A | #N/A | #N/A | #N/A | #N/A | #N/A | #N/A | #N/A | #N/A | #N/A | #N/A | #N/A | #N/A | #N/A | #N/A | #N/A | #N/A | #N/A | #N/A | #N/A | #N/A | #N/A | #N/A | #N/A | #N/A | #N/A | #N/A | #N/A | #N/A | #N/A | #N/A | #N/A | #N/A | #N/A | #N/A | #N/A | #N/A | #N/A | #N/A | #N/A | #N/A | #N/A | #N/A | #N/A | #N/A | #N/A | #N/A | #N/A | #N/A | #N/A | #N/A | #N/A | #N/A | #N/A | #N/A | #N/A | #N/A | #N/A | #N/A | #N/A | #N/A | #N/A | #N/A | #N/A | #N/A | #N/A | #N/A | #N/A | #N/A | 1.33 | 1.33 | 1.32 | 1.31 | 1.31 | 1.3 | 1.3 | 1.29 | 1.29 | 1.28 | 1.27 | 1.27 | 1.26 | 1.26 | 1.25 | 1.25 | 1.24 | 1.24 | 1.23 | 1.23 | 1.22 | 1.22 | 1.21 | 1.21 | 1.21 | 1.2 | 1.2 | 1.19 | 1.19 | 1.18 | 1.18 | 1.18 | 1.17 | 1.17 | 1.16 | 1.16 | 1.16 | 1.15 | 1.15 | 1.15 | 1.14 | 1.14 | 1.14 | 1.13 | 1.13 | 1.13 | #N/A | #N/A | #N/A | #N/A | #N/A | #N/A | #N/A | #N/A | #N/A | #N/A
[35 empty] | R407C | 51 | 571 | #N/A | #N/A | #N/A | #N/A | #N/A | #N/A | #N/A | #N/A | #N/A | #N/A | #N/A | #N/A | #N/A | #N/A | #N/A | #N/A | #N/A | #N/A | #N/A | #N/A | #N/A | #N/A | #N/A | #N/A | #N/A | #N/A | #N/A | #N/A | #N/A | #N/A | #N/A | #N/A | #N/A | #N/A | #N/A | #N/A | #N/A | #N/A | #N/A | #N/A | #N/A | #N/A | #N/A | #N/A | #N/A | #N/A | #N/A | #N/A | #N/A | #N/A | #N/A | #N/A | #N/A | #N/A | #N/A | #N/A | #N/A | #N/A | #N/A | #N/A | #N/A | #N/A | #N/A | #N/A | #N/A | #N/A | #N/A | #N/A | #N/A | #N/A | #N/A | #N/A | #N/A | #N/A | #N/A | 1.36 | 1.35 | 1.34 | 1.34 | 1.33 | 1.33 | 1.32 | 1.31 | 1.31 | 1.3 | 1.3 | 1.29 | 1.29 | 1.28 | 1.27 | 1.27 | 1.26 | 1.26 | 1.25 | 1.25 | 1.24 | 1.24 | 1.23 | 1.23 | 1.23 | 1.22 | 1.22 | 1.21 | 1.21 | 1.2 | 1.2 | 1.2 | 1.19 | 1.19 | 1.18 | 1.18 | 1.18 | 1.17 | 1.17 | 1.16 | 1.16 | 1.16 | 1.15 | 1.15 | 1.15 | 1.14 | #N/A | #N/A | #N/A | #N/A | #N/A | #N/A | #N/A | #N/A | #N/A | #N/A
[35 empty] | R407C | 52 | 572 | #N/A | #N/A | #N/A | #N/A | #N/A | #N/A | #N/A | #N/A | #N/A | #N/A | #N/A | #N/A | #N/A | #N/A | #N/A | #N/A | #N/A | #N/A | #N/A | #N/A | #N/A | #N/A | #N/A | #N/A | #N/A | #N/A | #N/A | #N/A | #N/A | #N/A | #N/A | #N/A | #N/A | #N/A | #N/A | #N/A | #N/A | #N/A | #N/A | #N/A | #N/A | #N/A | #N/A | #N/A | #N/A | #N/A | #N/A | #N/A | #N/A | #N/A | #N/A | #N/A | #N/A | #N/A | #N/A | #N/A | #N/A | #N/A | #N/A | #N/A | #N/A | #N/A | #N/A | #N/A | #N/A | #N/A | #N/A | #N/A | #N/A | #N/A | #N/A | #N/A | #N/A | #N/A | #N/A | 1.38 | 1.37 | 1.37 | 1.36 | 1.36 | 1.35 | 1.34 | 1.34 | 1.33 | 1.32 | 1.32 | 1.31 | 1.31 | 1.3 | 1.3 | 1.29 | 1.29 | 1.28 | 1.28 | 1.27 | 1.27 | 1.26 | 1.26 | 1.25 | 1.25 | 1.24 | 1.24 | 1.23 | 1.23 | 1.22 | 1.22 | 1.21 | 1.21 | 1.21 | 1.2 | 1.2 | 1.19 | 1.19 | 1.19 | 1.18 | 1.18 | 1.18 | 1.17 | 1.17 | 1.17 | 1.16 | #N/A | #N/A | #N/A | #N/A | #N/A | #N/A | #N/A | #N/A | #N/A | #N/A
[35 empty] | R407C | 53 | 573 | #N/A | #N/A | #N/A | #N/A | #N/A | #N/A | #N/A | #N/A | #N/A | #N/A | #N/A | #N/A | #N/A | #N/A | #N/A | #N/A | #N/A | #N/A | #N/A | #N/A | #N/A | #N/A | #N/A | #N/A | #N/A | #N/A | #N/A | #N/A | #N/A | #N/A | #N/A | #N/A | #N/A | #N/A | #N/A | #N/A | #N/A | #N/A | #N/A | #N/A | #N/A | #N/A | #N/A | #N/A | #N/A | #N/A | #N/A | #N/A | #N/A | #N/A | #N/A | #N/A | #N/A | #N/A | #N/A | #N/A | #N/A | #N/A | #N/A | #N/A | #N/A | #N/A | #N/A | #N/A | #N/A | #N/A | #N/A | #N/A | #N/A | #N/A | #N/A | #N/A | #N/A | #N/A | #N/A | 1.41 | 1.4 | 1.39 | 1.39 | 1.38 | 1.37 | 1.37 | 1.36 | 1.35 | 1.35 | 1.34 | 1.34 | 1.33 | 1.32 | 1.32 | 1.31 | 1.31 | 1.3 | 1.3 | 1.29 | 1.29 | 1.28 | 1.28 | 1.27 | 1.27 | 1.26 | 1.26 | 1.25 | 1.25 | 1.24 | 1.24 | 1.23 | 1.23 | 1.23 | 1.22 | 1.22 | 1.21 | 1.21 | 1.21 | 1.2 | 1.2 | 1.2 | 1.19 | 1.19 | 1.18 | 1.18 | #N/A | #N/A | #N/A | #N/A | #N/A | #N/A | #N/A | #N/A | #N/A | #N/A
[35 empty] | R407C | 54 | 574 | #N/A | #N/A | #N/A | #N/A | #N/A | #N/A | #N/A | #N/A | #N/A | #N/A | #N/A | #N/A | #N/A | #N/A | #N/A | #N/A | #N/A | #N/A | #N/A | #N/A | #N/A | #N/A | #N/A | #N/A | #N/A | #N/A | #N/A | #N/A | #N/A | #N/A | #N/A | #N/A | #N/A | #N/A | #N/A | #N/A | #N/A | #N/A | #N/A | #N/A | #N/A | #N/A | #N/A | #N/A | #N/A | #N/A | #N/A | #N/A | #N/A | #N/A | #N/A | #N/A | #N/A | #N/A | #N/A | #N/A | #N/A | #N/A | #N/A | #N/A | #N/A | #N/A | #N/A | #N/A | #N/A | #N/A | #N/A | #N/A | #N/A | #N/A | #N/A | #N/A | #N/A | #N/A | #N/A | 1.43 | 1.43 | 1.42 | 1.41 | 1.41 | 1.4 | 1.39 | 1.39 | 1.38 | 1.37 | 1.37 | 1.36 | 1.35 | 1.35 | 1.34 | 1.34 | 1.33 | 1.33 | 1.32 | 1.31 | 1.31 | 1.3 | 1.3 | 1.29 | 1.29 | 1.28 | 1.28 | 1.27 | 1.27 | 1.26 | 1.26 | 1.26 | 1.25 | 1.25 | 1.24 | 1.24 | 1.23 | 1.23 | 1.23 | 1.22 | 1.22 | 1.21 | 1.21 | 1.21 | 1.2 | 1.2 | #N/A | #N/A | #N/A | #N/A | #N/A | #N/A | #N/A | #N/A | #N/A | #N/A
[35 empty] | R407C | 55 | 575 | #N/A | #N/A | #N/A | #N/A | #N/A | #N/A | #N/A | #N/A | #N/A | #N/A | #N/A | #N/A | #N/A | #N/A | #N/A | #N/A | #N/A | #N/A | #N/A | #N/A | #N/A | #N/A | #N/A | #N/A | #N/A | #N/A | #N/A | #N/A | #N/A | #N/A | #N/A | #N/A | #N/A | #N/A | #N/A | #N/A | #N/A | #N/A | #N/A | #N/A | #N/A | #N/A | #N/A | #N/A | #N/A | #N/A | #N/A | #N/A | #N/A | #N/A | #N/A | #N/A | #N/A | #N/A | #N/A | #N/A | #N/A | #N/A | #N/A | #N/A | #N/A | #N/A | #N/A | #N/A | #N/A | #N/A | #N/A | #N/A | #N/A | #N/A | #N/A | #N/A | #N/A | #N/A | #N/A | 1.46 | 1.45 | 1.45 | 1.44 | 1.43 | 1.43 | 1.42 | 1.41 | 1.41 | 1.4 | 1.39 | 1.39 | 1.38 | 1.37 | 1.37 | 1.36 | 1.36 | 1.35 | 1.34 | 1.34 | 1.33 | 1.33 | 1.32 | 1.32 | 1.31 | 1.31 | 1.3 | 1.3 | 1.29 | 1.29 | 1.28 | 1.28 | 1.27 | 1.27 | 1.26 | 1.26 | 1.26 | 1.25 | 1.25 | 1.24 | 1.24 | 1.24 | 1.23 | 1.23 | 1.22 | 1.22 | #N/A | #N/A | #N/A | #N/A | #N/A | #N/A | #N/A | #N/A | #N/A | #N/A
[35 empty] | R407C | 56 | 576 | #N/A | #N/A | #N/A | #N/A | #N/A | #N/A | #N/A | #N/A | #N/A | #N/A | #N/A | #N/A | #N/A | #N/A | #N/A | #N/A | #N/A | #N/A | #N/A | #N/A | #N/A | #N/A | #N/A | #N/A | #N/A | #N/A | #N/A | #N/A | #N/A | #N/A | #N/A | #N/A | #N/A | #N/A | #N/A | #N/A | #N/A | #N/A | #N/A | #N/A | #N/A | #N/A | #N/A | #N/A | #N/A | #N/A | #N/A | #N/A | #N/A | #N/A | #N/A | #N/A | #N/A | #N/A | #N/A | #N/A | #N/A | #N/A | #N/A | #N/A | #N/A | #N/A | #N/A | #N/A | #N/A | #N/A | #N/A | #N/A | #N/A | #N/A | #N/A | #N/A | #N/A | #N/A | #N/A | 1.49 | 1.48 | 1.47 | 1.47 | 1.46 | 1.45 | 1.45 | 1.44 | 1.43 | 1.43 | 1.42 | 1.41 | 1.41 | 1.4 | 1.39 | 1.39 | 1.38 | 1.37 | 1.37 | 1.36 | 1.36 | 1.35 | 1.35 | 1.34 | 1.34 | 1.33 | 1.32 | 1.32 | 1.31 | 1.31 | 1.3 | 1.3 | 1.3 | 1.29 | 1.29 | 1.28 | 1.28 | 1.27 | 1.27 | 1.26 | 1.26 | 1.26 | 1.25 | 1.25 | 1.24 | 1.24 | #N/A | #N/A | #N/A | #N/A | #N/A | #N/A | #N/A | #N/A | #N/A | #N/A
[35 empty] | R407C | 57 | 577 | #N/A | #N/A | #N/A | #N/A | #N/A | #N/A | #N/A | #N/A | #N/A | #N/A | #N/A | #N/A | #N/A | #N/A | #N/A | #N/A | #N/A | #N/A | #N/A | #N/A | #N/A | #N/A | #N/A | #N/A | #N/A | #N/A | #N/A | #N/A | #N/A | #N/A | #N/A | #N/A | #N/A | #N/A | #N/A | #N/A | #N/A | #N/A | #N/A | #N/A | #N/A | #N/A | #N/A | #N/A | #N/A | #N/A | #N/A | #N/A | #N/A | #N/A | #N/A | #N/A | #N/A | #N/A | #N/A | #N/A | #N/A | #N/A | #N/A | #N/A | #N/A | #N/A | #N/A | #N/A | #N/A | #N/A | #N/A | #N/A | #N/A | #N/A | #N/A | #N/A | #N/A | #N/A | #N/A | 1.52 | 1.51 | 1.5 | 1.5 | 1.49 | 1.48 | 1.47 | 1.47 | 1.46 | 1.45 | 1.45 | 1.44 | 1.43 | 1.43 | 1.42 | 1.41 | 1.41 | 1.4 | 1.39 | 1.39 | 1.38 | 1.38 | 1.37 | 1.37 | 1.36 | 1.35 | 1.35 | 1.34 | 1.34 | 1.33 | 1.33 | 1.32 | 1.32 | 1.31 | 1.31 | 1.3 | 1.3 | 1.3 | 1.29 | 1.29 | 1.28 | 1.28 | 1.27 | 1.27 | 1.27 | 1.26 | #N/A | #N/A | #N/A | #N/A | #N/A | #N/A | #N/A | #N/A | #N/A | #N/A
[35 empty] | R407C | 58 | 578 | #N/A | #N/A | #N/A | #N/A | #N/A | #N/A | #N/A | #N/A | #N/A | #N/A | #N/A | #N/A | #N/A | #N/A | #N/A | #N/A | #N/A | #N/A | #N/A | #N/A | #N/A | #N/A | #N/A | #N/A | #N/A | #N/A | #N/A | #N/A | #N/A | #N/A | #N/A | #N/A | #N/A | #N/A | #N/A | #N/A | #N/A | #N/A | #N/A | #N/A | #N/A | #N/A | #N/A | #N/A | #N/A | #N/A | #N/A | #N/A | #N/A | #N/A | #N/A | #N/A | #N/A | #N/A | #N/A | #N/A | #N/A | #N/A | #N/A | #N/A | #N/A | #N/A | #N/A | #N/A | #N/A | #N/A | #N/A | #N/A | #N/A | #N/A | #N/A | #N/A | #N/A | #N/A | #N/A | 1.55 | 1.54 | 1.54 | 1.53 | 1.52 | 1.51 | 1.5 | 1.5 | 1.49 | 1.48 | 1.48 | 1.47 | 1.46 | 1.45 | 1.45 | 1.44 | 1.43 | 1.43 | 1.42 | 1.42 | 1.41 | 1.4 | 1.4 | 1.39 | 1.39 | 1.38 | 1.37 | 1.37 | 1.36 | 1.36 | 1.35 | 1.35 | 1.34 | 1.34 | 1.33 | 1.33 | 1.32 | 1.32 | 1.31 | 1.31 | 1.31 | 1.3 | 1.3 | 1.29 | 1.29 | 1.29 | #N/A | #N/A | #N/A | #N/A | #N/A | #N/A | #N/A | #N/A | #N/A | #N/A
[35 empty] | R407C | 59 | 579 | #N/A | #N/A | #N/A | #N/A | #N/A | #N/A | #N/A | #N/A | #N/A | #N/A | #N/A | #N/A | #N/A | #N/A | #N/A | #N/A | #N/A | #N/A | #N/A | #N/A | #N/A | #N/A | #N/A | #N/A | #N/A | #N/A | #N/A | #N/A | #N/A | #N/A | #N/A | #N/A | #N/A | #N/A | #N/A | #N/A | #N/A | #N/A | #N/A | #N/A | #N/A | #N/A | #N/A | #N/A | #N/A | #N/A | #N/A | #N/A | #N/A | #N/A | #N/A | #N/A | #N/A | #N/A | #N/A | #N/A | #N/A | #N/A | #N/A | #N/A | #N/A | #N/A | #N/A | #N/A | #N/A | #N/A | #N/A | #N/A | #N/A | #N/A | #N/A | #N/A | #N/A | #N/A | #N/A | 1.58 | 1.58 | 1.57 | 1.56 | 1.55 | 1.54 | 1.54 | 1.53 | 1.52 | 1.51 | 1.51 | 1.5 | 1.49 | 1.48 | 1.48 | 1.47 | 1.46 | 1.46 | 1.45 | 1.44 | 1.44 | 1.43 | 1.43 | 1.42 | 1.41 | 1.41 | 1.4 | 1.4 | 1.39 | 1.38 | 1.38 | 1.37 | 1.37 | 1.36 | 1.36 | 1.35 | 1.35 | 1.34 | 1.34 | 1.33 | 1.33 | 1.33 | 1.32 | 1.32 | 1.31 | 1.31 | #N/A | #N/A | #N/A | #N/A | #N/A | #N/A | #N/A | #N/A | #N/A | #N/A
[35 empty] | R407C | 60 | 580 | #N/A | #N/A | #N/A | #N/A | #N/A | #N/A | #N/A | #N/A | #N/A | #N/A | #N/A | #N/A | #N/A | #N/A | #N/A | #N/A | #N/A | #N/A | #N/A | #N/A | #N/A | #N/A | #N/A | #N/A | #N/A | #N/A | #N/A | #N/A | #N/A | #N/A | #N/A | #N/A | #N/A | #N/A | #N/A | #N/A | #N/A | #N/A | #N/A | #N/A | #N/A | #N/A | #N/A | #N/A | #N/A | #N/A | #N/A | #N/A | #N/A | #N/A | #N/A | #N/A | #N/A | #N/A | #N/A | #N/A | #N/A | #N/A | #N/A | #N/A | #N/A | #N/A | #N/A | #N/A | #N/A | #N/A | #N/A | #N/A | #N/A | #N/A | #N/A | #N/A | #N/A | #N/A | #N/A | 1.62 | 1.61 | 1.6 | 1.59 | 1.59 | 1.58 | 1.57 | 1.56 | 1.55 | 1.55 | 1.54 | 1.53 | 1.52 | 1.51 | 1.51 | 1.5 | 1.49 | 1.49 | 1.48 | 1.47 | 1.47 | 1.46 | 1.45 | 1.45 | 1.44 | 1.44 | 1.43 | 1.42 | 1.42 | 1.41 | 1.41 | 1.4 | 1.4 | 1.39 | 1.38 | 1.38 | 1.37 | 1.37 | 1.36 | 1.36 | 1.36 | 1.35 | 1.35 | 1.34 | 1.34 | 1.33 | #N/A | #N/A | #N/A | #N/A | #N/A | #N/A | #N/A | #N/A | #N/A | #N/A
[35 empty] | R407C | 61 | 581 | #N/A | #N/A | #N/A | #N/A | #N/A | #N/A | #N/A | #N/A | #N/A | #N/A | #N/A | #N/A | #N/A | #N/A | #N/A | #N/A | #N/A | #N/A | #N/A | #N/A | #N/A | #N/A | #N/A | #N/A | #N/A | #N/A | #N/A | #N/A | #N/A | #N/A | #N/A | #N/A | #N/A | #N/A | #N/A | #N/A | #N/A | #N/A | #N/A | #N/A | #N/A | #N/A | #N/A | #N/A | #N/A | #N/A | #N/A | #N/A | #N/A | #N/A | #N/A | #N/A | #N/A | #N/A | #N/A | #N/A | #N/A | #N/A | #N/A | #N/A | #N/A | #N/A | #N/A | #N/A | #N/A | #N/A | #N/A | #N/A | #N/A | #N/A | #N/A | #N/A | #N/A | #N/A | #N/A | 1.66 | 1.65 | 1.64 | 1.63 | 1.62 | 1.61 | 1.6 | 1.6 | 1.59 | 1.58 | 1.57 | 1.56 | 1.56 | 1.55 | 1.54 | 1.53 | 1.53 | 1.52 | 1.51 | 1.5 | 1.5 | 1.49 | 1.48 | 1.48 | 1.47 | 1.46 | 1.46 | 1.45 | 1.45 | 1.44 | 1.43 | 1.43 | 1.42 | 1.42 | 1.41 | 1.41 | 1.4 | 1.4 | 1.39 | 1.39 | 1.38 | 1.38 | 1.37 | 1.37 | 1.36 | 1.36 | #N/A | #N/A | #N/A | #N/A | #N/A | #N/A | #N/A | #N/A | #N/A | #N/A
[35 empty] | R407C | 62 | 582 | #N/A | #N/A | #N/A | #N/A | #N/A | #N/A | #N/A | #N/A | #N/A | #N/A | #N/A | #N/A | #N/A | #N/A | #N/A | #N/A | #N/A | #N/A | #N/A | #N/A | #N/A | #N/A | #N/A | #N/A | #N/A | #N/A | #N/A | #N/A | #N/A | #N/A | #N/A | #N/A | #N/A | #N/A | #N/A | #N/A | #N/A | #N/A | #N/A | #N/A | #N/A | #N/A | #N/A | #N/A | #N/A | #N/A | #N/A | #N/A | #N/A | #N/A | #N/A | #N/A | #N/A | #N/A | #N/A | #N/A | #N/A | #N/A | #N/A | #N/A | #N/A | #N/A | #N/A | #N/A | #N/A | #N/A | #N/A | #N/A | #N/A | #N/A | #N/A | #N/A | #N/A | #N/A | #N/A | 1.7 | 1.69 | 1.68 | 1.67 | 1.66 | 1.65 | 1.64 | 1.63 | 1.62 | 1.61 | 1.61 | 1.6 | 1.59 | 1.58 | 1.57 | 1.57 | 1.56 | 1.55 | 1.54 | 1.54 | 1.53 | 1.52 | 1.52 | 1.51 | 1.5 | 1.5 | 1.49 | 1.48 | 1.48 | 1.47 | 1.46 | 1.46 | 1.45 | 1.45 | 1.44 | 1.44 | 1.43 | 1.43 | 1.42 | 1.41 | 1.41 | 1.4 | 1.4 | 1.4 | 1.39 | 1.39 | #N/A | #N/A | #N/A | #N/A | #N/A | #N/A | #N/A | #N/A | #N/A | #N/A
[35 empty] | R407C | 63 | 583 | #N/A | #N/A | #N/A | #N/A | #N/A | #N/A | #N/A | #N/A | #N/A | #N/A | #N/A | #N/A | #N/A | #N/A | #N/A | #N/A | #N/A | #N/A | #N/A | #N/A | #N/A | #N/A | #N/A | #N/A | #N/A | #N/A | #N/A | #N/A | #N/A | #N/A | #N/A | #N/A | #N/A | #N/A | #N/A | #N/A | #N/A | #N/A | #N/A | #N/A | #N/A | #N/A | #N/A | #N/A | #N/A | #N/A | #N/A | #N/A | #N/A | #N/A | #N/A | #N/A | #N/A | #N/A | #N/A | #N/A | #N/A | #N/A | #N/A | #N/A | #N/A | #N/A | #N/A | #N/A | #N/A | #N/A | #N/A | #N/A | #N/A | #N/A | #N/A | #N/A | #N/A | #N/A | #N/A | 1.74 | 1.73 | 1.72 | 1.71 | 1.7 | 1.69 | 1.68 | 1.67 | 1.66 | 1.65 | 1.64 | 1.63 | 1.63 | 1.62 | 1.61 | 1.6 | 1.59 | 1.59 | 1.58 | 1.57 | 1.56 | 1.56 | 1.55 | 1.54 | 1.53 | 1.53 | 1.52 | 1.51 | 1.51 | 1.5 | 1.5 | 1.49 | 1.48 | 1.48 | 1.47 | 1.47 | 1.46 | 1.45 | 1.45 | 1.44 | 1.44 | 1.43 | 1.43 | 1.42 | 1.42 | 1.41 | #N/A | #N/A | #N/A | #N/A | #N/A | #N/A | #N/A | #N/A | #N/A | #N/A
[35 empty] | R407C | 64 | 584 | #N/A | #N/A | #N/A | #N/A | #N/A | #N/A | #N/A | #N/A | #N/A | #N/A | #N/A | #N/A | #N/A | #N/A | #N/A | #N/A | #N/A | #N/A | #N/A | #N/A | #N/A | #N/A | #N/A | #N/A | #N/A | #N/A | #N/A | #N/A | #N/A | #N/A | #N/A | #N/A | #N/A | #N/A | #N/A | #N/A | #N/A | #N/A | #N/A | #N/A | #N/A | #N/A | #N/A | #N/A | #N/A | #N/A | #N/A | #N/A | #N/A | #N/A | #N/A | #N/A | #N/A | #N/A | #N/A | #N/A | #N/A | #N/A | #N/A | #N/A | #N/A | #N/A | #N/A | #N/A | #N/A | #N/A | #N/A | #N/A | #N/A | #N/A | #N/A | #N/A | #N/A | #N/A | #N/A | 1.78 | 1.77 | 1.76 | 1.75 | 1.74 | 1.73 | 1.72 | 1.71 | 1.7 | 1.69 | 1.68 | 1.67 | 1.66 | 1.66 | 1.65 | 1.64 | 1.63 | 1.62 | 1.61 | 1.61 | 1.6 | 1.59 | 1.58 | 1.58 | 1.57 | 1.56 | 1.56 | 1.55 | 1.54 | 1.53 | 1.53 | 1.52 | 1.52 | 1.51 | 1.5 | 1.5 | 1.49 | 1.49 | 1.48 | 1.47 | 1.47 | 1.46 | 1.46 | 1.45 | 1.45 | 1.44 | #N/A | #N/A | #N/A | #N/A | #N/A | #N/A | #N/A | #N/A | #N/A | #N/A
[35 empty] | R407C | 65 | 585 | #N/A | #N/A | #N/A | #N/A | #N/A | #N/A | #N/A | #N/A | #N/A | #N/A | #N/A | #N/A | #N/A | #N/A | #N/A | #N/A | #N/A | #N/A | #N/A | #N/A | #N/A | #N/A | #N/A | #N/A | #N/A | #N/A | #N/A | #N/A | #N/A | #N/A | #N/A | #N/A | #N/A | #N/A | #N/A | #N/A | #N/A | #N/A | #N/A | #N/A | #N/A | #N/A | #N/A | #N/A | #N/A | #N/A | #N/A | #N/A | #N/A | #N/A | #N/A | #N/A | #N/A | #N/A | #N/A | #N/A | #N/A | #N/A | #N/A | #N/A | #N/A | #N/A | #N/A | #N/A | #N/A | #N/A | #N/A | #N/A | #N/A | #N/A | #N/A | #N/A | #N/A | #N/A | #N/A | 1.83 | 1.81 | 1.8 | 1.79 | 1.78 | 1.77 | 1.76 | 1.75 | 1.74 | 1.73 | 1.72 | 1.71 | 1.7 | 1.7 | 1.69 | 1.68 | 1.67 | 1.66 | 1.65 | 1.64 | 1.64 | 1.63 | 1.62 | 1.61 | 1.61 | 1.6 | 1.59 | 1.58 | 1.58 | 1.57 | 1.56 | 1.56 | 1.55 | 1.54 | 1.54 | 1.53 | 1.52 | 1.52 | 1.51 | 1.51 | 1.5 | 1.5 | 1.49 | 1.49 | 1.48 | 1.48 | #N/A | #N/A | #N/A | #N/A | #N/A | #N/A | #N/A | #N/A | #N/A | #N/A
[35 empty] | R410A | -50 | 590 | #N/A | #N/A | #N/A | #N/A | #N/A | #N/A | #N/A | #N/A | #N/A | #N/A | #N/A | #N/A | #N/A | #N/A | #N/A | #N/A | #N/A | #N/A | #N/A | #N/A | #N/A | #N/A | #N/A | #N/A | #N/A | #N/A | #N/A | #N/A | #N/A | #N/A | 0.53 | 0.53 | 0.53 | 0.53 | 0.52 | 0.52 | 0.52 | 0.52 | 0.52 | 0.52 | 0.52 | 0.52 | 0.52 | 0.51 | 0.51 | 0.51 | 0.51 | 0.51 | 0.51 | 0.51 | 0.51 | 0.51 | 0.51 | 0.5 | 0.5 | 0.5 | 0.5 | 0.5 | 0.5 | 0.5 | 0.5 | 0.5 | 0.5 | 0.5 | 0.49 | 0.49 | 0.49 | 0.49 | 0.49 | 0.49 | 0.49 | 0.49 | 0.49 | 0.49 | 0.49 | 0.49 | 0.48 | 0.48 | 0.48 | 0.48 | 0.48 | 0.48 | 0.48 | 0.48 | 0.48 | 0.48 | 0.48 | 0.48 | 0.48 | 0.48 | 0.48 | 0.47 | 0.47 | 0.47 | 0.47 | 0.47 | 0.47 | 0.47 | 0.47 | 0.47 | 0.47 | 0.47 | 0.47 | 0.47 | 0.47 | 0.47 | 0.47 | 0.47 | 0.47 | 0.47 | 0.47 | 0.47 | 0.47 | 0.46 | 0.46 | 0.46 | 0.46 | 0.46 | 0.46 | 0.46 | 0.46 | #N/A | #N/A | #N/A | #N/A | #N/A | #N/A | #N/A | #N/A | #N/A | #N/A
[35 empty] | R410A | -49 | 591 | #N/A | #N/A | #N/A | #N/A | #N/A | #N/A | #N/A | #N/A | #N/A | #N/A | #N/A | #N/A | #N/A | #N/A | #N/A | #N/A | #N/A | #N/A | #N/A | #N/A | #N/A | #N/A | #N/A | #N/A | #N/A | #N/A | #N/A | #N/A | #N/A | #N/A | 0.53 | 0.53 | 0.53 | 0.53 | 0.53 | 0.53 | 0.53 | 0.52 | 0.52 | 0.52 | 0.52 | 0.52 | 0.52 | 0.52 | 0.52 | 0.52 | 0.51 | 0.51 | 0.51 | 0.51 | 0.51 | 0.51 | 0.51 | 0.51 | 0.51 | 0.51 | 0.5 | 0.5 | 0.5 | 0.5 | 0.5 | 0.5 | 0.5 | 0.5 | 0.5 | 0.5 | 0.5 | 0.49 | 0.49 | 0.49 | 0.49 | 0.49 | 0.49 | 0.49 | 0.49 | 0.49 | 0.49 | 0.49 | 0.49 | 0.49 | 0.48 | 0.48 | 0.48 | 0.48 | 0.48 | 0.48 | 0.48 | 0.48 | 0.48 | 0.48 | 0.48 | 0.48 | 0.48 | 0.48 | 0.48 | 0.48 | 0.47 | 0.47 | 0.47 | 0.47 | 0.47 | 0.47 | 0.47 | 0.47 | 0.47 | 0.47 | 0.47 | 0.47 | 0.47 | 0.47 | 0.47 | 0.47 | 0.47 | 0.47 | 0.47 | 0.47 | 0.47 | 0.47 | 0.47 | 0.47 | 0.47 | #N/A | #N/A | #N/A | #N/A | #N/A | #N/A | #N/A | #N/A | #N/A | #N/A
[35 empty] | R410A | -48 | 592 | #N/A | #N/A | #N/A | #N/A | #N/A | #N/A | #N/A | #N/A | #N/A | #N/A | #N/A | #N/A | #N/A | #N/A | #N/A | #N/A | #N/A | #N/A | #N/A | #N/A | #N/A | #N/A | #N/A | #N/A | #N/A | #N/A | #N/A | #N/A | #N/A | #N/A | 0.54 | 0.53 | 0.53 | 0.53 | 0.53 | 0.53 | 0.53 | 0.53 | 0.53 | 0.53 | 0.52 | 0.52 | 0.52 | 0.52 | 0.52 | 0.52 | 0.52 | 0.52 | 0.52 | 0.51 | 0.51 | 0.51 | 0.51 | 0.51 | 0.51 | 0.51 | 0.51 | 0.51 | 0.51 | 0.5 | 0.5 | 0.5 | 0.5 | 0.5 | 0.5 | 0.5 | 0.5 | 0.5 | 0.5 | 0.5 | 0.5 | 0.49 | 0.49 | 0.49 | 0.49 | 0.49 | 0.49 | 0.49 | 0.49 | 0.49 | 0.49 | 0.49 | 0.49 | 0.49 | 0.48 | 0.48 | 0.48 | 0.48 | 0.48 | 0.48 | 0.48 | 0.48 | 0.48 | 0.48 | 0.48 | 0.48 | 0.48 | 0.48 | 0.48 | 0.48 | 0.48 | 0.48 | 0.47 | 0.47 | 0.47 | 0.47 | 0.47 | 0.47 | 0.47 | 0.47 | 0.47 | 0.47 | 0.47 | 0.47 | 0.47 | 0.47 | 0.47 | 0.47 | 0.47 | 0.47 | 0.47 | #N/A | #N/A | #N/A | #N/A | #N/A | #N/A | #N/A | #N/A | #N/A | #N/A
[35 empty] | R410A | -47 | 593 | #N/A | #N/A | #N/A | #N/A | #N/A | #N/A | #N/A | #N/A | #N/A | #N/A | #N/A | #N/A | #N/A | #N/A | #N/A | #N/A | #N/A | #N/A | #N/A | #N/A | #N/A | #N/A | #N/A | #N/A | #N/A | #N/A | #N/A | #N/A | #N/A | #N/A | 0.54 | 0.54 | 0.54 | 0.54 | 0.53 | 0.53 | 0.53 | 0.53 | 0.53 | 0.53 | 0.53 | 0.53 | 0.53 | 0.52 | 0.52 | 0.52 | 0.52 | 0.52 | 0.52 | 0.52 | 0.52 | 0.52 | 0.51 | 0.51 | 0.51 | 0.51 | 0.51 | 0.51 | 0.51 | 0.51 | 0.51 | 0.51 | 0.51 | 0.5 | 0.5 | 0.5 | 0.5 | 0.5 | 0.5 | 0.5 | 0.5 | 0.5 | 0.5 | 0.5 | 0.5 | 0.49 | 0.49 | 0.49 | 0.49 | 0.49 | 0.49 | 0.49 | 0.49 | 0.49 | 0.49 | 0.49 | 0.49 | 0.49 | 0.49 | 0.48 | 0.48 | 0.48 | 0.48 | 0.48 | 0.48 | 0.48 | 0.48 | 0.48 | 0.48 | 0.48 | 0.48 | 0.48 | 0.48 | 0.48 | 0.48 | 0.48 | 0.48 | 0.48 | 0.47 | 0.47 | 0.47 | 0.47 | 0.47 | 0.47 | 0.47 | 0.47 | 0.47 | 0.47 | 0.47 | 0.47 | 0.47 | #N/A | #N/A | #N/A | #N/A | #N/A | #N/A | #N/A | #N/A | #N/A | #N/A
[35 empty] | R410A | -46 | 594 | #N/A | #N/A | #N/A | #N/A | #N/A | #N/A | #N/A | #N/A | #N/A | #N/A | #N/A | #N/A | #N/A | #N/A | #N/A | #N/A | #N/A | #N/A | #N/A | #N/A | #N/A | #N/A | #N/A | #N/A | #N/A | #N/A | #N/A | #N/A | #N/A | #N/A | 0.54 | 0.54 | 0.54 | 0.54 | 0.54 | 0.54 | 0.54 | 0.53 | 0.53 | 0.53 | 0.53 | 0.53 | 0.53 | 0.53 | 0.53 | 0.53 | 0.52 | 0.52 | 0.52 | 0.52 | 0.52 | 0.52 | 0.52 | 0.52 | 0.52 | 0.52 | 0.51 | 0.51 | 0.51 | 0.51 | 0.51 | 0.51 | 0.51 | 0.51 | 0.51 | 0.51 | 0.5 | 0.5 | 0.5 | 0.5 | 0.5 | 0.5 | 0.5 | 0.5 | 0.5 | 0.5 | 0.5 | 0.5 | 0.5 | 0.49 | 0.49 | 0.49 | 0.49 | 0.49 | 0.49 | 0.49 | 0.49 | 0.49 | 0.49 | 0.49 | 0.49 | 0.49 | 0.49 | 0.49 | 0.48 | 0.48 | 0.48 | 0.48 | 0.48 | 0.48 | 0.48 | 0.48 | 0.48 | 0.48 | 0.48 | 0.48 | 0.48 | 0.48 | 0.48 | 0.48 | 0.48 | 0.48 | 0.48 | 0.48 | 0.48 | 0.48 | 0.47 | 0.47 | 0.47 | 0.47 | 0.47 | #N/A | #N/A | #N/A | #N/A | #N/A | #N/A | #N/A | #N/A | #N/A | #N/A
[35 empty] | R410A | -45 | 595 | #N/A | #N/A | #N/A | #N/A | #N/A | #N/A | #N/A | #N/A | #N/A | #N/A | #N/A | #N/A | #N/A | #N/A | #N/A | #N/A | #N/A | #N/A | #N/A | #N/A | #N/A | #N/A | #N/A | #N/A | #N/A | #N/A | #N/A | #N/A | #N/A | #N/A | 0.55 | 0.55 | 0.54 | 0.54 | 0.54 | 0.54 | 0.54 | 0.54 | 0.54 | 0.54 | 0.53 | 0.53 | 0.53 | 0.53 | 0.53 | 0.53 | 0.53 | 0.53 | 0.53 | 0.52 | 0.52 | 0.52 | 0.52 | 0.52 | 0.52 | 0.52 | 0.52 | 0.52 | 0.52 | 0.51 | 0.51 | 0.51 | 0.51 | 0.51 | 0.51 | 0.51 | 0.51 | 0.51 | 0.51 | 0.51 | 0.5 | 0.5 | 0.5 | 0.5 | 0.5 | 0.5 | 0.5 | 0.5 | 0.5 | 0.5 | 0.5 | 0.5 | 0.5 | 0.49 | 0.49 | 0.49 | 0.49 | 0.49 | 0.49 | 0.49 | 0.49 | 0.49 | 0.49 | 0.49 | 0.49 | 0.49 | 0.49 | 0.49 | 0.49 | 0.48 | 0.48 | 0.48 | 0.48 | 0.48 | 0.48 | 0.48 | 0.48 | 0.48 | 0.48 | 0.48 | 0.48 | 0.48 | 0.48 | 0.48 | 0.48 | 0.48 | 0.48 | 0.48 | 0.48 | 0.48 | 0.48 | #N/A | #N/A | #N/A | #N/A | #N/A | #N/A | #N/A | #N/A | #N/A | #N/A
[35 empty] | R410A | -44 | 596 | #N/A | #N/A | #N/A | #N/A | #N/A | #N/A | #N/A | #N/A | #N/A | #N/A | #N/A | #N/A | #N/A | #N/A | #N/A | #N/A | #N/A | #N/A | #N/A | #N/A | #N/A | #N/A | #N/A | #N/A | #N/A | #N/A | #N/A | #N/A | #N/A | #N/A | 0.55 | 0.55 | 0.55 | 0.55 | 0.55 | 0.54 | 0.54 | 0.54 | 0.54 | 0.54 | 0.54 | 0.54 | 0.54 | 0.53 | 0.53 | 0.53 | 0.53 | 0.53 | 0.53 | 0.53 | 0.53 | 0.53 | 0.52 | 0.52 | 0.52 | 0.52 | 0.52 | 0.52 | 0.52 | 0.52 | 0.52 | 0.52 | 0.51 | 0.51 | 0.51 | 0.51 | 0.51 | 0.51 | 0.51 | 0.51 | 0.51 | 0.51 | 0.51 | 0.51 | 0.5 | 0.5 | 0.5 | 0.5 | 0.5 | 0.5 | 0.5 | 0.5 | 0.5 | 0.5 | 0.5 | 0.5 | 0.5 | 0.49 | 0.49 | 0.49 | 0.49 | 0.49 | 0.49 | 0.49 | 0.49 | 0.49 | 0.49 | 0.49 | 0.49 | 0.49 | 0.49 | 0.49 | 0.49 | 0.49 | 0.49 | 0.48 | 0.48 | 0.48 | 0.48 | 0.48 | 0.48 | 0.48 | 0.48 | 0.48 | 0.48 | 0.48 | 0.48 | 0.48 | 0.48 | 0.48 | 0.48 | #N/A | #N/A | #N/A | #N/A | #N/A | #N/A | #N/A | #N/A | #N/A | #N/A
[35 empty] | R410A | -43 | 597 | #N/A | #N/A | #N/A | #N/A | #N/A | #N/A | #N/A | #N/A | #N/A | #N/A | #N/A | #N/A | #N/A | #N/A | #N/A | #N/A | #N/A | #N/A | #N/A | #N/A | #N/A | #N/A | #N/A | #N/A | #N/A | #N/A | #N/A | #N/A | #N/A | #N/A | 0.55 | 0.55 | 0.55 | 0.55 | 0.55 | 0.55 | 0.55 | 0.55 | 0.54 | 0.54 | 0.54 | 0.54 | 0.54 | 0.54 | 0.54 | 0.54 | 0.53 | 0.53 | 0.53 | 0.53 | 0.53 | 0.53 | 0.53 | 0.53 | 0.53 | 0.52 | 0.52 | 0.52 | 0.52 | 0.52 | 0.52 | 0.52 | 0.52 | 0.52 | 0.52 | 0.52 | 0.51 | 0.51 | 0.51 | 0.51 | 0.51 | 0.51 | 0.51 | 0.51 | 0.51 | 0.51 | 0.51 | 0.51 | 0.5 | 0.5 | 0.5 | 0.5 | 0.5 | 0.5 | 0.5 | 0.5 | 0.5 | 0.5 | 0.5 | 0.5 | 0.5 | 0.5 | 0.49 | 0.49 | 0.49 | 0.49 | 0.49 | 0.49 | 0.49 | 0.49 | 0.49 | 0.49 | 0.49 | 0.49 | 0.49 | 0.49 | 0.49 | 0.49 | 0.49 | 0.49 | 0.49 | 0.49 | 0.48 | 0.48 | 0.48 | 0.48 | 0.48 | 0.48 | 0.48 | 0.48 | 0.48 | #N/A | #N/A | #N/A | #N/A | #N/A | #N/A | #N/A | #N/A | #N/A | #N/A
[35 empty] | R410A | -42 | 598 | #N/A | #N/A | #N/A | #N/A | #N/A | #N/A | #N/A | #N/A | #N/A | #N/A | #N/A | #N/A | #N/A | #N/A | #N/A | #N/A | #N/A | #N/A | #N/A | #N/A | #N/A | #N/A | #N/A | #N/A | #N/A | #N/A | #N/A | #N/A | #N/A | #N/A | 0.56 | 0.56 | 0.56 | 0.55 | 0.55 | 0.55 | 0.55 | 0.55 | 0.55 | 0.55 | 0.55 | 0.54 | 0.54 | 0.54 | 0.54 | 0.54 | 0.54 | 0.54 | 0.54 | 0.53 | 0.53 | 0.53 | 0.53 | 0.53 | 0.53 | 0.53 | 0.53 | 0.53 | 0.53 | 0.52 | 0.52 | 0.52 | 0.52 | 0.52 | 0.52 | 0.52 | 0.52 | 0.52 | 0.52 | 0.51 | 0.51 | 0.51 | 0.51 | 0.51 | 0.51 | 0.51 | 0.51 | 0.51 | 0.51 | 0.51 | 0.51 | 0.51 | 0.5 | 0.5 | 0.5 | 0.5 | 0.5 | 0.5 | 0.5 | 0.5 | 0.5 | 0.5 | 0.5 | 0.5 | 0.5 | 0.5 | 0.5 | 0.49 | 0.49 | 0.49 | 0.49 | 0.49 | 0.49 | 0.49 | 0.49 | 0.49 | 0.49 | 0.49 | 0.49 | 0.49 | 0.49 | 0.49 | 0.49 | 0.49 | 0.49 | 0.49 | 0.49 | 0.49 | 0.49 | 0.49 | 0.49 | #N/A | #N/A | #N/A | #N/A | #N/A | #N/A | #N/A | #N/A | #N/A | #N/A
[35 empty] | R410A | -41 | 599 | #N/A | #N/A | #N/A | #N/A | #N/A | #N/A | #N/A | #N/A | #N/A | #N/A | #N/A | #N/A | #N/A | #N/A | #N/A | #N/A | #N/A | #N/A | #N/A | #N/A | #N/A | #N/A | #N/A | #N/A | #N/A | #N/A | #N/A | #N/A | #N/A | #N/A | 0.56 | 0.56 | 0.56 | 0.56 | 0.56 | 0.55 | 0.55 | 0.55 | 0.55 | 0.55 | 0.55 | 0.55 | 0.55 | 0.55 | 0.54 | 0.54 | 0.54 | 0.54 | 0.54 | 0.54 | 0.54 | 0.54 | 0.53 | 0.53 | 0.53 | 0.53 | 0.53 | 0.53 | 0.53 | 0.53 | 0.53 | 0.53 | 0.52 | 0.52 | 0.52 | 0.52 | 0.52 | 0.52 | 0.52 | 0.52 | 0.52 | 0.52 | 0.52 | 0.51 | 0.51 | 0.51 | 0.51 | 0.51 | 0.51 | 0.51 | 0.51 | 0.51 | 0.51 | 0.51 | 0.51 | 0.51 | 0.5 | 0.5 | 0.5 | 0.5 | 0.5 | 0.5 | 0.5 | 0.5 | 0.5 | 0.5 | 0.5 | 0.5 | 0.5 | 0.5 | 0.5 | 0.5 | 0.5 | 0.49 | 0.49 | 0.49 | 0.49 | 0.49 | 0.49 | 0.49 | 0.49 | 0.49 | 0.49 | 0.49 | 0.49 | 0.49 | 0.49 | 0.49 | 0.49 | 0.49 | 0.49 | #N/A | #N/A | #N/A | #N/A | #N/A | #N/A | #N/A | #N/A | #N/A | #N/A
[35 empty] | R410A | -40 | 600 | #N/A | #N/A | #N/A | #N/A | #N/A | #N/A | #N/A | #N/A | #N/A | #N/A | #N/A | #N/A | #N/A | #N/A | #N/A | #N/A | #N/A | #N/A | #N/A | #N/A | #N/A | #N/A | #N/A | #N/A | #N/A | #N/A | #N/A | #N/A | #N/A | #N/A | 0.57 | 0.56 | 0.56 | 0.56 | 0.56 | 0.56 | 0.56 | 0.56 | 0.55 | 0.55 | 0.55 | 0.55 | 0.55 | 0.55 | 0.55 | 0.55 | 0.55 | 0.54 | 0.54 | 0.54 | 0.54 | 0.54 | 0.54 | 0.54 | 0.54 | 0.54 | 0.53 | 0.53 | 0.53 | 0.53 | 0.53 | 0.53 | 0.53 | 0.53 | 0.53 | 0.53 | 0.52 | 0.52 | 0.52 | 0.52 | 0.52 | 0.52 | 0.52 | 0.52 | 0.52 | 0.52 | 0.52 | 0.51 | 0.51 | 0.51 | 0.51 | 0.51 | 0.51 | 0.51 | 0.51 | 0.51 | 0.51 | 0.51 | 0.51 | 0.51 | 0.51 | 0.5 | 0.5 | 0.5 | 0.5 | 0.5 | 0.5 | 0.5 | 0.5 | 0.5 | 0.5 | 0.5 | 0.5 | 0.5 | 0.5 | 0.5 | 0.5 | 0.5 | 0.5 | 0.49 | 0.49 | 0.49 | 0.49 | 0.49 | 0.49 | 0.49 | 0.49 | 0.49 | 0.49 | 0.49 | 0.49 | #N/A | #N/A | #N/A | #N/A | #N/A | #N/A | #N/A | #N/A | #N/A | #N/A
[35 empty] | R410A | -39 | 601 | #N/A | #N/A | #N/A | #N/A | #N/A | #N/A | #N/A | #N/A | #N/A | #N/A | #N/A | #N/A | #N/A | #N/A | #N/A | #N/A | #N/A | #N/A | #N/A | #N/A | #N/A | #N/A | #N/A | #N/A | #N/A | #N/A | #N/A | #N/A | #N/A | #N/A | 0.57 | 0.57 | 0.57 | 0.57 | 0.56 | 0.56 | 0.56 | 0.56 | 0.56 | 0.56 | 0.56 | 0.55 | 0.55 | 0.55 | 0.55 | 0.55 | 0.55 | 0.55 | 0.55 | 0.55 | 0.54 | 0.54 | 0.54 | 0.54 | 0.54 | 0.54 | 0.54 | 0.54 | 0.54 | 0.53 | 0.53 | 0.53 | 0.53 | 0.53 | 0.53 | 0.53 | 0.53 | 0.53 | 0.53 | 0.52 | 0.52 | 0.52 | 0.52 | 0.52 | 0.52 | 0.52 | 0.52 | 0.52 | 0.52 | 0.52 | 0.52 | 0.51 | 0.51 | 0.51 | 0.51 | 0.51 | 0.51 | 0.51 | 0.51 | 0.51 | 0.51 | 0.51 | 0.51 | 0.51 | 0.51 | 0.51 | 0.5 | 0.5 | 0.5 | 0.5 | 0.5 | 0.5 | 0.5 | 0.5 | 0.5 | 0.5 | 0.5 | 0.5 | 0.5 | 0.5 | 0.5 | 0.5 | 0.5 | 0.5 | 0.5 | 0.5 | 0.5 | 0.5 | 0.49 | 0.49 | 0.49 | #N/A | #N/A | #N/A | #N/A | #N/A | #N/A | #N/A | #N/A | #N/A | #N/A
[35 empty] | R410A | -38 | 602 | #N/A | #N/A | #N/A | #N/A | #N/A | #N/A | #N/A | #N/A | #N/A | #N/A | #N/A | #N/A | #N/A | #N/A | #N/A | #N/A | #N/A | #N/A | #N/A | #N/A | #N/A | #N/A | #N/A | #N/A | #N/A | #N/A | #N/A | #N/A | #N/A | #N/A | 0.57 | 0.57 | 0.57 | 0.57 | 0.57 | 0.57 | 0.57 | 0.56 | 0.56 | 0.56 | 0.56 | 0.56 | 0.56 | 0.56 | 0.56 | 0.55 | 0.55 | 0.55 | 0.55 | 0.55 | 0.55 | 0.55 | 0.55 | 0.54 | 0.54 | 0.54 | 0.54 | 0.54 | 0.54 | 0.54 | 0.54 | 0.54 | 0.54 | 0.53 | 0.53 | 0.53 | 0.53 | 0.53 | 0.53 | 0.53 | 0.53 | 0.53 | 0.53 | 0.52 | 0.52 | 0.52 | 0.52 | 0.52 | 0.52 | 0.52 | 0.52 | 0.52 | 0.52 | 0.52 | 0.52 | 0.52 | 0.51 | 0.51 | 0.51 | 0.51 | 0.51 | 0.51 | 0.51 | 0.51 | 0.51 | 0.51 | 0.51 | 0.51 | 0.51 | 0.51 | 0.51 | 0.5 | 0.5 | 0.5 | 0.5 | 0.5 | 0.5 | 0.5 | 0.5 | 0.5 | 0.5 | 0.5 | 0.5 | 0.5 | 0.5 | 0.5 | 0.5 | 0.5 | 0.5 | 0.5 | 0.5 | #N/A | #N/A | #N/A | #N/A | #N/A | #N/A | #N/A | #N/A | #N/A | #N/A
[35 empty] | R410A | -37 | 603 | #N/A | #N/A | #N/A | #N/A | #N/A | #N/A | #N/A | #N/A | #N/A | #N/A | #N/A | #N/A | #N/A | #N/A | #N/A | #N/A | #N/A | #N/A | #N/A | #N/A | #N/A | #N/A | #N/A | #N/A | #N/A | #N/A | #N/A | #N/A | #N/A | #N/A | 0.58 | 0.58 | 0.57 | 0.57 | 0.57 | 0.57 | 0.57 | 0.57 | 0.57 | 0.57 | 0.56 | 0.56 | 0.56 | 0.56 | 0.56 | 0.56 | 0.56 | 0.56 | 0.55 | 0.55 | 0.55 | 0.55 | 0.55 | 0.55 | 0.55 | 0.55 | 0.54 | 0.54 | 0.54 | 0.54 | 0.54 | 0.54 | 0.54 | 0.54 | 0.54 | 0.54 | 0.53 | 0.53 | 0.53 | 0.53 | 0.53 | 0.53 | 0.53 | 0.53 | 0.53 | 0.53 | 0.53 | 0.52 | 0.52 | 0.52 | 0.52 | 0.52 | 0.52 | 0.52 | 0.52 | 0.52 | 0.52 | 0.52 | 0.52 | 0.52 | 0.51 | 0.51 | 0.51 | 0.51 | 0.51 | 0.51 | 0.51 | 0.51 | 0.51 | 0.51 | 0.51 | 0.51 | 0.51 | 0.51 | 0.51 | 0.51 | 0.51 | 0.51 | 0.5 | 0.5 | 0.5 | 0.5 | 0.5 | 0.5 | 0.5 | 0.5 | 0.5 | 0.5 | 0.5 | 0.5 | 0.5 | #N/A | #N/A | #N/A | #N/A | #N/A | #N/A | #N/A | #N/A | #N/A | #N/A
[35 empty] | R410A | -36 | 604 | #N/A | #N/A | #N/A | #N/A | #N/A | #N/A | #N/A | #N/A | #N/A | #N/A | #N/A | #N/A | #N/A | #N/A | #N/A | #N/A | #N/A | #N/A | #N/A | #N/A | #N/A | #N/A | #N/A | #N/A | #N/A | #N/A | #N/A | #N/A | #N/A | #N/A | 0.58 | 0.58 | 0.58 | 0.58 | 0.58 | 0.57 | 0.57 | 0.57 | 0.57 | 0.57 | 0.57 | 0.57 | 0.57 | 0.56 | 0.56 | 0.56 | 0.56 | 0.56 | 0.56 | 0.56 | 0.56 | 0.55 | 0.55 | 0.55 | 0.55 | 0.55 | 0.55 | 0.55 | 0.55 | 0.55 | 0.54 | 0.54 | 0.54 | 0.54 | 0.54 | 0.54 | 0.54 | 0.54 | 0.54 | 0.54 | 0.53 | 0.53 | 0.53 | 0.53 | 0.53 | 0.53 | 0.53 | 0.53 | 0.53 | 0.53 | 0.53 | 0.52 | 0.52 | 0.52 | 0.52 | 0.52 | 0.52 | 0.52 | 0.52 | 0.52 | 0.52 | 0.52 | 0.52 | 0.52 | 0.52 | 0.51 | 0.51 | 0.51 | 0.51 | 0.51 | 0.51 | 0.51 | 0.51 | 0.51 | 0.51 | 0.51 | 0.51 | 0.51 | 0.51 | 0.51 | 0.51 | 0.51 | 0.51 | 0.51 | 0.51 | 0.51 | 0.5 | 0.5 | 0.5 | 0.5 | 0.5 | #N/A | #N/A | #N/A | #N/A | #N/A | #N/A | #N/A | #N/A | #N/A | #N/A
[35 empty] | R410A | -35 | 605 | #N/A | #N/A | #N/A | #N/A | #N/A | #N/A | #N/A | #N/A | #N/A | #N/A | #N/A | #N/A | #N/A | #N/A | #N/A | #N/A | #N/A | #N/A | #N/A | #N/A | #N/A | #N/A | #N/A | #N/A | #N/A | #N/A | #N/A | #N/A | #N/A | #N/A | 0.59 | 0.58 | 0.58 | 0.58 | 0.58 | 0.58 | 0.58 | 0.58 | 0.57 | 0.57 | 0.57 | 0.57 | 0.57 | 0.57 | 0.57 | 0.57 | 0.56 | 0.56 | 0.56 | 0.56 | 0.56 | 0.56 | 0.56 | 0.56 | 0.55 | 0.55 | 0.55 | 0.55 | 0.55 | 0.55 | 0.55 | 0.55 | 0.55 | 0.54 | 0.54 | 0.54 | 0.54 | 0.54 | 0.54 | 0.54 | 0.54 | 0.54 | 0.54 | 0.54 | 0.53 | 0.53 | 0.53 | 0.53 | 0.53 | 0.53 | 0.53 | 0.53 | 0.53 | 0.53 | 0.53 | 0.53 | 0.52 | 0.52 | 0.52 | 0.52 | 0.52 | 0.52 | 0.52 | 0.52 | 0.52 | 0.52 | 0.52 | 0.52 | 0.52 | 0.52 | 0.52 | 0.51 | 0.51 | 0.51 | 0.51 | 0.51 | 0.51 | 0.51 | 0.51 | 0.51 | 0.51 | 0.51 | 0.51 | 0.51 | 0.51 | 0.51 | 0.51 | 0.51 | 0.51 | 0.51 | 0.51 | #N/A | #N/A | #N/A | #N/A | #N/A | #N/A | #N/A | #N/A | #N/A | #N/A
[35 empty] | R410A | -34 | 606 | #N/A | #N/A | #N/A | #N/A | #N/A | #N/A | #N/A | #N/A | #N/A | #N/A | #N/A | #N/A | #N/A | #N/A | #N/A | #N/A | #N/A | #N/A | #N/A | #N/A | #N/A | #N/A | #N/A | #N/A | #N/A | #N/A | #N/A | #N/A | #N/A | #N/A | 0.59 | 0.59 | 0.59 | 0.59 | 0.58 | 0.58 | 0.58 | 0.58 | 0.58 | 0.58 | 0.58 | 0.57 | 0.57 | 0.57 | 0.57 | 0.57 | 0.57 | 0.57 | 0.57 | 0.56 | 0.56 | 0.56 | 0.56 | 0.56 | 0.56 | 0.56 | 0.56 | 0.55 | 0.55 | 0.55 | 0.55 | 0.55 | 0.55 | 0.55 | 0.55 | 0.55 | 0.55 | 0.54 | 0.54 | 0.54 | 0.54 | 0.54 | 0.54 | 0.54 | 0.54 | 0.54 | 0.54 | 0.54 | 0.53 | 0.53 | 0.53 | 0.53 | 0.53 | 0.53 | 0.53 | 0.53 | 0.53 | 0.53 | 0.53 | 0.53 | 0.52 | 0.52 | 0.52 | 0.52 | 0.52 | 0.52 | 0.52 | 0.52 | 0.52 | 0.52 | 0.52 | 0.52 | 0.52 | 0.52 | 0.52 | 0.52 | 0.52 | 0.51 | 0.51 | 0.51 | 0.51 | 0.51 | 0.51 | 0.51 | 0.51 | 0.51 | 0.51 | 0.51 | 0.51 | 0.51 | 0.51 | #N/A | #N/A | #N/A | #N/A | #N/A | #N/A | #N/A | #N/A | #N/A | #N/A
[35 empty] | R410A | -33 | 607 | #N/A | #N/A | #N/A | #N/A | #N/A | #N/A | #N/A | #N/A | #N/A | #N/A | #N/A | #N/A | #N/A | #N/A | #N/A | #N/A | #N/A | #N/A | #N/A | #N/A | #N/A | #N/A | #N/A | #N/A | #N/A | #N/A | #N/A | #N/A | #N/A | #N/A | 0.59 | 0.59 | 0.59 | 0.59 | 0.59 | 0.59 | 0.59 | 0.58 | 0.58 | 0.58 | 0.58 | 0.58 | 0.58 | 0.58 | 0.57 | 0.57 | 0.57 | 0.57 | 0.57 | 0.57 | 0.57 | 0.57 | 0.56 | 0.56 | 0.56 | 0.56 | 0.56 | 0.56 | 0.56 | 0.56 | 0.56 | 0.55 | 0.55 | 0.55 | 0.55 | 0.55 | 0.55 | 0.55 | 0.55 | 0.55 | 0.55 | 0.54 | 0.54 | 0.54 | 0.54 | 0.54 | 0.54 | 0.54 | 0.54 | 0.54 | 0.54 | 0.54 | 0.53 | 0.53 | 0.53 | 0.53 | 0.53 | 0.53 | 0.53 | 0.53 | 0.53 | 0.53 | 0.53 | 0.53 | 0.53 | 0.52 | 0.52 | 0.52 | 0.52 | 0.52 | 0.52 | 0.52 | 0.52 | 0.52 | 0.52 | 0.52 | 0.52 | 0.52 | 0.52 | 0.52 | 0.52 | 0.52 | 0.52 | 0.52 | 0.52 | 0.51 | 0.51 | 0.51 | 0.51 | 0.51 | 0.51 | #N/A | #N/A | #N/A | #N/A | #N/A | #N/A | #N/A | #N/A | #N/A | #N/A
[35 empty] | R410A | -32 | 608 | #N/A | #N/A | #N/A | #N/A | #N/A | #N/A | #N/A | #N/A | #N/A | #N/A | #N/A | #N/A | #N/A | #N/A | #N/A | #N/A | #N/A | #N/A | #N/A | #N/A | #N/A | #N/A | #N/A | #N/A | #N/A | #N/A | #N/A | #N/A | #N/A | #N/A | 0.6 | 0.6 | 0.6 | 0.59 | 0.59 | 0.59 | 0.59 | 0.59 | 0.59 | 0.59 | 0.58 | 0.58 | 0.58 | 0.58 | 0.58 | 0.58 | 0.58 | 0.57 | 0.57 | 0.57 | 0.57 | 0.57 | 0.57 | 0.57 | 0.57 | 0.56 | 0.56 | 0.56 | 0.56 | 0.56 | 0.56 | 0.56 | 0.56 | 0.56 | 0.55 | 0.55 | 0.55 | 0.55 | 0.55 | 0.55 | 0.55 | 0.55 | 0.55 | 0.55 | 0.55 | 0.54 | 0.54 | 0.54 | 0.54 | 0.54 | 0.54 | 0.54 | 0.54 | 0.54 | 0.54 | 0.54 | 0.53 | 0.53 | 0.53 | 0.53 | 0.53 | 0.53 | 0.53 | 0.53 | 0.53 | 0.53 | 0.53 | 0.53 | 0.53 | 0.53 | 0.53 | 0.52 | 0.52 | 0.52 | 0.52 | 0.52 | 0.52 | 0.52 | 0.52 | 0.52 | 0.52 | 0.52 | 0.52 | 0.52 | 0.52 | 0.52 | 0.52 | 0.52 | 0.52 | 0.52 | 0.52 | #N/A | #N/A | #N/A | #N/A | #N/A | #N/A | #N/A | #N/A | #N/A | #N/A
[35 empty] | R410A | -31 | 609 | #N/A | #N/A | #N/A | #N/A | #N/A | #N/A | #N/A | #N/A | #N/A | #N/A | #N/A | #N/A | #N/A | #N/A | #N/A | #N/A | #N/A | #N/A | #N/A | #N/A | #N/A | #N/A | #N/A | #N/A | #N/A | #N/A | #N/A | #N/A | #N/A | #N/A | 0.6 | 0.6 | 0.6 | 0.6 | 0.6 | 0.6 | 0.59 | 0.59 | 0.59 | 0.59 | 0.59 | 0.59 | 0.59 | 0.58 | 0.58 | 0.58 | 0.58 | 0.58 | 0.58 | 0.58 | 0.57 | 0.57 | 0.57 | 0.57 | 0.57 | 0.57 | 0.57 | 0.57 | 0.57 | 0.56 | 0.56 | 0.56 | 0.56 | 0.56 | 0.56 | 0.56 | 0.56 | 0.56 | 0.55 | 0.55 | 0.55 | 0.55 | 0.55 | 0.55 | 0.55 | 0.55 | 0.55 | 0.55 | 0.55 | 0.54 | 0.54 | 0.54 | 0.54 | 0.54 | 0.54 | 0.54 | 0.54 | 0.54 | 0.54 | 0.54 | 0.54 | 0.53 | 0.53 | 0.53 | 0.53 | 0.53 | 0.53 | 0.53 | 0.53 | 0.53 | 0.53 | 0.53 | 0.53 | 0.53 | 0.53 | 0.53 | 0.53 | 0.52 | 0.52 | 0.52 | 0.52 | 0.52 | 0.52 | 0.52 | 0.52 | 0.52 | 0.52 | 0.52 | 0.52 | 0.52 | 0.52 | #N/A | #N/A | #N/A | #N/A | #N/A | #N/A | #N/A | #N/A | #N/A | #N/A
[35 empty] | R410A | -30 | 610 | #N/A | #N/A | #N/A | #N/A | #N/A | #N/A | #N/A | #N/A | #N/A | #N/A | #N/A | #N/A | #N/A | #N/A | #N/A | #N/A | #N/A | #N/A | #N/A | #N/A | #N/A | #N/A | #N/A | #N/A | #N/A | #N/A | #N/A | #N/A | #N/A | #N/A | 0.61 | 0.61 | 0.6 | 0.6 | 0.6 | 0.6 | 0.6 | 0.6 | 0.6 | 0.59 | 0.59 | 0.59 | 0.59 | 0.59 | 0.59 | 0.59 | 0.58 | 0.58 | 0.58 | 0.58 | 0.58 | 0.58 | 0.58 | 0.58 | 0.57 | 0.57 | 0.57 | 0.57 | 0.57 | 0.57 | 0.57 | 0.57 | 0.56 | 0.56 | 0.56 | 0.56 | 0.56 | 0.56 | 0.56 | 0.56 | 0.56 | 0.56 | 0.55 | 0.55 | 0.55 | 0.55 | 0.55 | 0.55 | 0.55 | 0.55 | 0.55 | 0.55 | 0.55 | 0.54 | 0.54 | 0.54 | 0.54 | 0.54 | 0.54 | 0.54 | 0.54 | 0.54 | 0.54 | 0.54 | 0.54 | 0.54 | 0.53 | 0.53 | 0.53 | 0.53 | 0.53 | 0.53 | 0.53 | 0.53 | 0.53 | 0.53 | 0.53 | 0.53 | 0.53 | 0.53 | 0.53 | 0.53 | 0.53 | 0.53 | 0.53 | 0.52 | 0.52 | 0.52 | 0.52 | 0.52 | 0.52 | #N/A | #N/A | #N/A | #N/A | #N/A | #N/A | #N/A | #N/A | #N/A | #N/A
[35 empty] | R410A | -29 | 611 | #N/A | #N/A | #N/A | #N/A | #N/A | #N/A | #N/A | #N/A | #N/A | #N/A | #N/A | #N/A | #N/A | #N/A | #N/A | #N/A | #N/A | #N/A | #N/A | #N/A | #N/A | #N/A | #N/A | #N/A | #N/A | #N/A | #N/A | #N/A | #N/A | #N/A | 0.61 | 0.61 | 0.61 | 0.61 | 0.61 | 0.6 | 0.6 | 0.6 | 0.6 | 0.6 | 0.6 | 0.6 | 0.59 | 0.59 | 0.59 | 0.59 | 0.59 | 0.59 | 0.59 | 0.58 | 0.58 | 0.58 | 0.58 | 0.58 | 0.58 | 0.58 | 0.58 | 0.57 | 0.57 | 0.57 | 0.57 | 0.57 | 0.57 | 0.57 | 0.57 | 0.57 | 0.56 | 0.56 | 0.56 | 0.56 | 0.56 | 0.56 | 0.56 | 0.56 | 0.56 | 0.56 | 0.55 | 0.55 | 0.55 | 0.55 | 0.55 | 0.55 | 0.55 | 0.55 | 0.55 | 0.55 | 0.55 | 0.54 | 0.54 | 0.54 | 0.54 | 0.54 | 0.54 | 0.54 | 0.54 | 0.54 | 0.54 | 0.54 | 0.54 | 0.54 | 0.54 | 0.54 | 0.53 | 0.53 | 0.53 | 0.53 | 0.53 | 0.53 | 0.53 | 0.53 | 0.53 | 0.53 | 0.53 | 0.53 | 0.53 | 0.53 | 0.53 | 0.53 | 0.53 | 0.53 | 0.53 | #N/A | #N/A | #N/A | #N/A | #N/A | #N/A | #N/A | #N/A | #N/A | #N/A
[35 empty] | R410A | -28 | 612 | #N/A | #N/A | #N/A | #N/A | #N/A | #N/A | #N/A | #N/A | #N/A | #N/A | #N/A | #N/A | #N/A | #N/A | #N/A | #N/A | #N/A | #N/A | #N/A | #N/A | #N/A | #N/A | #N/A | #N/A | #N/A | #N/A | #N/A | #N/A | #N/A | #N/A | 0.62 | 0.61 | 0.61 | 0.61 | 0.61 | 0.61 | 0.61 | 0.61 | 0.6 | 0.6 | 0.6 | 0.6 | 0.6 | 0.6 | 0.6 | 0.59 | 0.59 | 0.59 | 0.59 | 0.59 | 0.59 | 0.59 | 0.58 | 0.58 | 0.58 | 0.58 | 0.58 | 0.58 | 0.58 | 0.58 | 0.58 | 0.57 | 0.57 | 0.57 | 0.57 | 0.57 | 0.57 | 0.57 | 0.57 | 0.57 | 0.56 | 0.56 | 0.56 | 0.56 | 0.56 | 0.56 | 0.56 | 0.56 | 0.56 | 0.56 | 0.55 | 0.55 | 0.55 | 0.55 | 0.55 | 0.55 | 0.55 | 0.55 | 0.55 | 0.55 | 0.55 | 0.55 | 0.54 | 0.54 | 0.54 | 0.54 | 0.54 | 0.54 | 0.54 | 0.54 | 0.54 | 0.54 | 0.54 | 0.54 | 0.54 | 0.54 | 0.54 | 0.54 | 0.53 | 0.53 | 0.53 | 0.53 | 0.53 | 0.53 | 0.53 | 0.53 | 0.53 | 0.53 | 0.53 | 0.53 | 0.53 | #N/A | #N/A | #N/A | #N/A | #N/A | #N/A | #N/A | #N/A | #N/A | #N/A
[35 empty] | R410A | -27 | 613 | #N/A | #N/A | #N/A | #N/A | #N/A | #N/A | #N/A | #N/A | #N/A | #N/A | #N/A | #N/A | #N/A | #N/A | #N/A | #N/A | #N/A | #N/A | #N/A | #N/A | #N/A | #N/A | #N/A | #N/A | #N/A | #N/A | #N/A | #N/A | #N/A | #N/A | 0.62 | 0.62 | 0.62 | 0.62 | 0.61 | 0.61 | 0.61 | 0.61 | 0.61 | 0.61 | 0.61 | 0.6 | 0.6 | 0.6 | 0.6 | 0.6 | 0.6 | 0.6 | 0.59 | 0.59 | 0.59 | 0.59 | 0.59 | 0.59 | 0.59 | 0.59 | 0.58 | 0.58 | 0.58 | 0.58 | 0.58 | 0.58 | 0.58 | 0.58 | 0.57 | 0.57 | 0.57 | 0.57 | 0.57 | 0.57 | 0.57 | 0.57 | 0.57 | 0.57 | 0.56 | 0.56 | 0.56 | 0.56 | 0.56 | 0.56 | 0.56 | 0.56 | 0.56 | 0.56 | 0.55 | 0.55 | 0.55 | 0.55 | 0.55 | 0.55 | 0.55 | 0.55 | 0.55 | 0.55 | 0.55 | 0.55 | 0.55 | 0.54 | 0.54 | 0.54 | 0.54 | 0.54 | 0.54 | 0.54 | 0.54 | 0.54 | 0.54 | 0.54 | 0.54 | 0.54 | 0.54 | 0.54 | 0.54 | 0.54 | 0.54 | 0.54 | 0.54 | 0.53 | 0.53 | 0.53 | 0.53 | #N/A | #N/A | #N/A | #N/A | #N/A | #N/A | #N/A | #N/A | #N/A | #N/A
[35 empty] | R410A | -26 | 614 | #N/A | #N/A | #N/A | #N/A | #N/A | #N/A | #N/A | #N/A | #N/A | #N/A | #N/A | #N/A | #N/A | #N/A | #N/A | #N/A | #N/A | #N/A | #N/A | #N/A | #N/A | #N/A | #N/A | #N/A | #N/A | #N/A | #N/A | #N/A | #N/A | #N/A | 0.63 | 0.62 | 0.62 | 0.62 | 0.62 | 0.62 | 0.62 | 0.61 | 0.61 | 0.61 | 0.61 | 0.61 | 0.61 | 0.61 | 0.6 | 0.6 | 0.6 | 0.6 | 0.6 | 0.6 | 0.6 | 0.59 | 0.59 | 0.59 | 0.59 | 0.59 | 0.59 | 0.59 | 0.59 | 0.58 | 0.58 | 0.58 | 0.58 | 0.58 | 0.58 | 0.58 | 0.58 | 0.58 | 0.57 | 0.57 | 0.57 | 0.57 | 0.57 | 0.57 | 0.57 | 0.57 | 0.57 | 0.57 | 0.56 | 0.56 | 0.56 | 0.56 | 0.56 | 0.56 | 0.56 | 0.56 | 0.56 | 0.56 | 0.56 | 0.55 | 0.55 | 0.55 | 0.55 | 0.55 | 0.55 | 0.55 | 0.55 | 0.55 | 0.55 | 0.55 | 0.55 | 0.55 | 0.55 | 0.54 | 0.54 | 0.54 | 0.54 | 0.54 | 0.54 | 0.54 | 0.54 | 0.54 | 0.54 | 0.54 | 0.54 | 0.54 | 0.54 | 0.54 | 0.54 | 0.54 | 0.54 | #N/A | #N/A | #N/A | #N/A | #N/A | #N/A | #N/A | #N/A | #N/A | #N/A
[35 empty] | R410A | -25 | 615 | #N/A | #N/A | #N/A | #N/A | #N/A | #N/A | #N/A | #N/A | #N/A | #N/A | #N/A | #N/A | #N/A | #N/A | #N/A | #N/A | #N/A | #N/A | #N/A | #N/A | #N/A | #N/A | #N/A | #N/A | #N/A | #N/A | #N/A | #N/A | #N/A | #N/A | 0.63 | 0.63 | 0.63 | 0.63 | 0.62 | 0.62 | 0.62 | 0.62 | 0.62 | 0.62 | 0.61 | 0.61 | 0.61 | 0.61 | 0.61 | 0.61 | 0.61 | 0.6 | 0.6 | 0.6 | 0.6 | 0.6 | 0.6 | 0.6 | 0.6 | 0.59 | 0.59 | 0.59 | 0.59 | 0.59 | 0.59 | 0.59 | 0.59 | 0.58 | 0.58 | 0.58 | 0.58 | 0.58 | 0.58 | 0.58 | 0.58 | 0.58 | 0.57 | 0.57 | 0.57 | 0.57 | 0.57 | 0.57 | 0.57 | 0.57 | 0.57 | 0.57 | 0.56 | 0.56 | 0.56 | 0.56 | 0.56 | 0.56 | 0.56 | 0.56 | 0.56 | 0.56 | 0.56 | 0.56 | 0.55 | 0.55 | 0.55 | 0.55 | 0.55 | 0.55 | 0.55 | 0.55 | 0.55 | 0.55 | 0.55 | 0.55 | 0.55 | 0.55 | 0.55 | 0.55 | 0.54 | 0.54 | 0.54 | 0.54 | 0.54 | 0.54 | 0.54 | 0.54 | 0.54 | 0.54 | 0.54 | #N/A | #N/A | #N/A | #N/A | #N/A | #N/A | #N/A | #N/A | #N/A | #N/A
[35 empty] | R410A | -24 | 616 | #N/A | #N/A | #N/A | #N/A | #N/A | #N/A | #N/A | #N/A | #N/A | #N/A | #N/A | #N/A | #N/A | #N/A | #N/A | #N/A | #N/A | #N/A | #N/A | #N/A | #N/A | #N/A | #N/A | #N/A | #N/A | #N/A | #N/A | #N/A | #N/A | #N/A | 0.63 | 0.63 | 0.63 | 0.63 | 0.63 | 0.63 | 0.63 | 0.62 | 0.62 | 0.62 | 0.62 | 0.62 | 0.62 | 0.61 | 0.61 | 0.61 | 0.61 | 0.61 | 0.61 | 0.61 | 0.6 | 0.6 | 0.6 | 0.6 | 0.6 | 0.6 | 0.6 | 0.6 | 0.59 | 0.59 | 0.59 | 0.59 | 0.59 | 0.59 | 0.59 | 0.59 | 0.58 | 0.58 | 0.58 | 0.58 | 0.58 | 0.58 | 0.58 | 0.58 | 0.58 | 0.58 | 0.57 | 0.57 | 0.57 | 0.57 | 0.57 | 0.57 | 0.57 | 0.57 | 0.57 | 0.57 | 0.56 | 0.56 | 0.56 | 0.56 | 0.56 | 0.56 | 0.56 | 0.56 | 0.56 | 0.56 | 0.56 | 0.56 | 0.56 | 0.55 | 0.55 | 0.55 | 0.55 | 0.55 | 0.55 | 0.55 | 0.55 | 0.55 | 0.55 | 0.55 | 0.55 | 0.55 | 0.55 | 0.55 | 0.55 | 0.55 | 0.55 | 0.55 | 0.55 | 0.55 | 0.54 | #N/A | #N/A | #N/A | #N/A | #N/A | #N/A | #N/A | #N/A | #N/A | #N/A
[35 empty] | R410A | -23 | 617 | #N/A | #N/A | #N/A | #N/A | #N/A | #N/A | #N/A | #N/A | #N/A | #N/A | #N/A | #N/A | #N/A | #N/A | #N/A | #N/A | #N/A | #N/A | #N/A | #N/A | #N/A | #N/A | #N/A | #N/A | #N/A | #N/A | #N/A | #N/A | #N/A | #N/A | 0.64 | 0.64 | 0.64 | 0.63 | 0.63 | 0.63 | 0.63 | 0.63 | 0.63 | 0.63 | 0.62 | 0.62 | 0.62 | 0.62 | 0.62 | 0.62 | 0.61 | 0.61 | 0.61 | 0.61 | 0.61 | 0.61 | 0.61 | 0.61 | 0.6 | 0.6 | 0.6 | 0.6 | 0.6 | 0.6 | 0.6 | 0.59 | 0.59 | 0.59 | 0.59 | 0.59 | 0.59 | 0.59 | 0.59 | 0.59 | 0.58 | 0.58 | 0.58 | 0.58 | 0.58 | 0.58 | 0.58 | 0.58 | 0.58 | 0.58 | 0.57 | 0.57 | 0.57 | 0.57 | 0.57 | 0.57 | 0.57 | 0.57 | 0.57 | 0.57 | 0.57 | 0.56 | 0.56 | 0.56 | 0.56 | 0.56 | 0.56 | 0.56 | 0.56 | 0.56 | 0.56 | 0.56 | 0.56 | 0.56 | 0.56 | 0.56 | 0.55 | 0.55 | 0.55 | 0.55 | 0.55 | 0.55 | 0.55 | 0.55 | 0.55 | 0.55 | 0.55 | 0.55 | 0.55 | 0.55 | 0.55 | #N/A | #N/A | #N/A | #N/A | #N/A | #N/A | #N/A | #N/A | #N/A | #N/A
[35 empty] | R410A | -22 | 618 | #N/A | #N/A | #N/A | #N/A | #N/A | #N/A | #N/A | #N/A | #N/A | #N/A | #N/A | #N/A | #N/A | #N/A | #N/A | #N/A | #N/A | #N/A | #N/A | #N/A | #N/A | #N/A | #N/A | #N/A | #N/A | #N/A | #N/A | #N/A | #N/A | #N/A | 0.64 | 0.64 | 0.64 | 0.64 | 0.64 | 0.64 | 0.63 | 0.63 | 0.63 | 0.63 | 0.63 | 0.63 | 0.63 | 0.62 | 0.62 | 0.62 | 0.62 | 0.62 | 0.62 | 0.62 | 0.61 | 0.61 | 0.61 | 0.61 | 0.61 | 0.61 | 0.61 | 0.6 | 0.6 | 0.6 | 0.6 | 0.6 | 0.6 | 0.6 | 0.6 | 0.59 | 0.59 | 0.59 | 0.59 | 0.59 | 0.59 | 0.59 | 0.59 | 0.59 | 0.58 | 0.58 | 0.58 | 0.58 | 0.58 | 0.58 | 0.58 | 0.58 | 0.58 | 0.58 | 0.57 | 0.57 | 0.57 | 0.57 | 0.57 | 0.57 | 0.57 | 0.57 | 0.57 | 0.57 | 0.57 | 0.57 | 0.56 | 0.56 | 0.56 | 0.56 | 0.56 | 0.56 | 0.56 | 0.56 | 0.56 | 0.56 | 0.56 | 0.56 | 0.56 | 0.56 | 0.56 | 0.56 | 0.56 | 0.55 | 0.55 | 0.55 | 0.55 | 0.55 | 0.55 | 0.55 | 0.55 | #N/A | #N/A | #N/A | #N/A | #N/A | #N/A | #N/A | #N/A | #N/A | #N/A
[35 empty] | R410A | -21 | 619 | #N/A | #N/A | #N/A | #N/A | #N/A | #N/A | #N/A | #N/A | #N/A | #N/A | #N/A | #N/A | #N/A | #N/A | #N/A | #N/A | #N/A | #N/A | #N/A | #N/A | #N/A | #N/A | #N/A | #N/A | #N/A | #N/A | #N/A | #N/A | #N/A | #N/A | 0.65 | 0.65 | 0.65 | 0.64 | 0.64 | 0.64 | 0.64 | 0.64 | 0.64 | 0.64 | 0.63 | 0.63 | 0.63 | 0.63 | 0.63 | 0.63 | 0.62 | 0.62 | 0.62 | 0.62 | 0.62 | 0.62 | 0.62 | 0.61 | 0.61 | 0.61 | 0.61 | 0.61 | 0.61 | 0.61 | 0.61 | 0.6 | 0.6 | 0.6 | 0.6 | 0.6 | 0.6 | 0.6 | 0.6 | 0.59 | 0.59 | 0.59 | 0.59 | 0.59 | 0.59 | 0.59 | 0.59 | 0.59 | 0.58 | 0.58 | 0.58 | 0.58 | 0.58 | 0.58 | 0.58 | 0.58 | 0.58 | 0.58 | 0.58 | 0.57 | 0.57 | 0.57 | 0.57 | 0.57 | 0.57 | 0.57 | 0.57 | 0.57 | 0.57 | 0.57 | 0.57 | 0.57 | 0.56 | 0.56 | 0.56 | 0.56 | 0.56 | 0.56 | 0.56 | 0.56 | 0.56 | 0.56 | 0.56 | 0.56 | 0.56 | 0.56 | 0.56 | 0.56 | 0.56 | 0.56 | 0.56 | #N/A | #N/A | #N/A | #N/A | #N/A | #N/A | #N/A | #N/A | #N/A | #N/A
[35 empty] | R410A | -20 | 620 | #N/A | #N/A | #N/A | #N/A | #N/A | #N/A | #N/A | #N/A | #N/A | #N/A | #N/A | #N/A | #N/A | #N/A | #N/A | #N/A | #N/A | #N/A | #N/A | #N/A | #N/A | #N/A | #N/A | #N/A | #N/A | #N/A | #N/A | #N/A | #N/A | #N/A | 0.66 | 0.65 | 0.65 | 0.65 | 0.65 | 0.65 | 0.64 | 0.64 | 0.64 | 0.64 | 0.64 | 0.64 | 0.64 | 0.63 | 0.63 | 0.63 | 0.63 | 0.63 | 0.63 | 0.62 | 0.62 | 0.62 | 0.62 | 0.62 | 0.62 | 0.62 | 0.61 | 0.61 | 0.61 | 0.61 | 0.61 | 0.61 | 0.61 | 0.61 | 0.6 | 0.6 | 0.6 | 0.6 | 0.6 | 0.6 | 0.6 | 0.6 | 0.6 | 0.59 | 0.59 | 0.59 | 0.59 | 0.59 | 0.59 | 0.59 | 0.59 | 0.59 | 0.58 | 0.58 | 0.58 | 0.58 | 0.58 | 0.58 | 0.58 | 0.58 | 0.58 | 0.58 | 0.58 | 0.58 | 0.57 | 0.57 | 0.57 | 0.57 | 0.57 | 0.57 | 0.57 | 0.57 | 0.57 | 0.57 | 0.57 | 0.57 | 0.57 | 0.57 | 0.57 | 0.56 | 0.56 | 0.56 | 0.56 | 0.56 | 0.56 | 0.56 | 0.56 | 0.56 | 0.56 | 0.56 | 0.56 | #N/A | #N/A | #N/A | #N/A | #N/A | #N/A | #N/A | #N/A | #N/A | #N/A
[35 empty] | R410A | -19 | 621 | #N/A | #N/A | #N/A | #N/A | #N/A | #N/A | #N/A | #N/A | #N/A | #N/A | #N/A | #N/A | #N/A | #N/A | #N/A | #N/A | #N/A | #N/A | #N/A | #N/A | #N/A | #N/A | #N/A | #N/A | #N/A | #N/A | #N/A | #N/A | #N/A | #N/A | 0.66 | 0.66 | 0.66 | 0.66 | 0.65 | 0.65 | 0.65 | 0.65 | 0.65 | 0.65 | 0.64 | 0.64 | 0.64 | 0.64 | 0.64 | 0.64 | 0.63 | 0.63 | 0.63 | 0.63 | 0.63 | 0.63 | 0.63 | 0.62 | 0.62 | 0.62 | 0.62 | 0.62 | 0.62 | 0.62 | 0.61 | 0.61 | 0.61 | 0.61 | 0.61 | 0.61 | 0.61 | 0.61 | 0.6 | 0.6 | 0.6 | 0.6 | 0.6 | 0.6 | 0.6 | 0.6 | 0.6 | 0.59 | 0.59 | 0.59 | 0.59 | 0.59 | 0.59 | 0.59 | 0.59 | 0.59 | 0.59 | 0.58 | 0.58 | 0.58 | 0.58 | 0.58 | 0.58 | 0.58 | 0.58 | 0.58 | 0.58 | 0.58 | 0.58 | 0.57 | 0.57 | 0.57 | 0.57 | 0.57 | 0.57 | 0.57 | 0.57 | 0.57 | 0.57 | 0.57 | 0.57 | 0.57 | 0.57 | 0.57 | 0.57 | 0.57 | 0.57 | 0.57 | 0.56 | 0.56 | 0.56 | #N/A | #N/A | #N/A | #N/A | #N/A | #N/A | #N/A | #N/A | #N/A | #N/A
[35 empty] | R410A | -18 | 622 | #N/A | #N/A | #N/A | #N/A | #N/A | #N/A | #N/A | #N/A | #N/A | #N/A | #N/A | #N/A | #N/A | #N/A | #N/A | #N/A | #N/A | #N/A | #N/A | #N/A | #N/A | #N/A | #N/A | #N/A | #N/A | #N/A | #N/A | #N/A | #N/A | #N/A | 0.67 | 0.66 | 0.66 | 0.66 | 0.66 | 0.66 | 0.66 | 0.65 | 0.65 | 0.65 | 0.65 | 0.65 | 0.65 | 0.64 | 0.64 | 0.64 | 0.64 | 0.64 | 0.64 | 0.63 | 0.63 | 0.63 | 0.63 | 0.63 | 0.63 | 0.63 | 0.62 | 0.62 | 0.62 | 0.62 | 0.62 | 0.62 | 0.62 | 0.62 | 0.61 | 0.61 | 0.61 | 0.61 | 0.61 | 0.61 | 0.61 | 0.61 | 0.6 | 0.6 | 0.6 | 0.6 | 0.6 | 0.6 | 0.6 | 0.6 | 0.6 | 0.59 | 0.59 | 0.59 | 0.59 | 0.59 | 0.59 | 0.59 | 0.59 | 0.59 | 0.59 | 0.59 | 0.58 | 0.58 | 0.58 | 0.58 | 0.58 | 0.58 | 0.58 | 0.58 | 0.58 | 0.58 | 0.58 | 0.58 | 0.58 | 0.58 | 0.57 | 0.57 | 0.57 | 0.57 | 0.57 | 0.57 | 0.57 | 0.57 | 0.57 | 0.57 | 0.57 | 0.57 | 0.57 | 0.57 | 0.57 | #N/A | #N/A | #N/A | #N/A | #N/A | #N/A | #N/A | #N/A | #N/A | #N/A
[35 empty] | R410A | -17 | 623 | #N/A | #N/A | #N/A | #N/A | #N/A | #N/A | #N/A | #N/A | #N/A | #N/A | #N/A | #N/A | #N/A | #N/A | #N/A | #N/A | #N/A | #N/A | #N/A | #N/A | #N/A | #N/A | #N/A | #N/A | #N/A | #N/A | #N/A | #N/A | #N/A | #N/A | 0.67 | 0.67 | 0.67 | 0.67 | 0.66 | 0.66 | 0.66 | 0.66 | 0.66 | 0.66 | 0.65 | 0.65 | 0.65 | 0.65 | 0.65 | 0.65 | 0.64 | 0.64 | 0.64 | 0.64 | 0.64 | 0.64 | 0.64 | 0.63 | 0.63 | 0.63 | 0.63 | 0.63 | 0.63 | 0.63 | 0.62 | 0.62 | 0.62 | 0.62 | 0.62 | 0.62 | 0.62 | 0.61 | 0.61 | 0.61 | 0.61 | 0.61 | 0.61 | 0.61 | 0.61 | 0.61 | 0.6 | 0.6 | 0.6 | 0.6 | 0.6 | 0.6 | 0.6 | 0.6 | 0.6 | 0.6 | 0.59 | 0.59 | 0.59 | 0.59 | 0.59 | 0.59 | 0.59 | 0.59 | 0.59 | 0.59 | 0.59 | 0.58 | 0.58 | 0.58 | 0.58 | 0.58 | 0.58 | 0.58 | 0.58 | 0.58 | 0.58 | 0.58 | 0.58 | 0.58 | 0.58 | 0.58 | 0.58 | 0.57 | 0.57 | 0.57 | 0.57 | 0.57 | 0.57 | 0.57 | 0.57 | #N/A | #N/A | #N/A | #N/A | #N/A | #N/A | #N/A | #N/A | #N/A | #N/A
[35 empty] | R410A | -16 | 624 | #N/A | #N/A | #N/A | #N/A | #N/A | #N/A | #N/A | #N/A | #N/A | #N/A | #N/A | #N/A | #N/A | #N/A | #N/A | #N/A | #N/A | #N/A | #N/A | #N/A | #N/A | #N/A | #N/A | #N/A | #N/A | #N/A | #N/A | #N/A | #N/A | #N/A | 0.68 | 0.68 | 0.67 | 0.67 | 0.67 | 0.67 | 0.67 | 0.66 | 0.66 | 0.66 | 0.66 | 0.66 | 0.66 | 0.65 | 0.65 | 0.65 | 0.65 | 0.65 | 0.65 | 0.64 | 0.64 | 0.64 | 0.64 | 0.64 | 0.64 | 0.64 | 0.63 | 0.63 | 0.63 | 0.63 | 0.63 | 0.63 | 0.63 | 0.62 | 0.62 | 0.62 | 0.62 | 0.62 | 0.62 | 0.62 | 0.62 | 0.61 | 0.61 | 0.61 | 0.61 | 0.61 | 0.61 | 0.61 | 0.61 | 0.61 | 0.6 | 0.6 | 0.6 | 0.6 | 0.6 | 0.6 | 0.6 | 0.6 | 0.6 | 0.6 | 0.59 | 0.59 | 0.59 | 0.59 | 0.59 | 0.59 | 0.59 | 0.59 | 0.59 | 0.59 | 0.59 | 0.59 | 0.59 | 0.58 | 0.58 | 0.58 | 0.58 | 0.58 | 0.58 | 0.58 | 0.58 | 0.58 | 0.58 | 0.58 | 0.58 | 0.58 | 0.58 | 0.58 | 0.58 | 0.58 | 0.58 | #N/A | #N/A | #N/A | #N/A | #N/A | #N/A | #N/A | #N/A | #N/A | #N/A
[35 empty] | R410A | -15 | 625 | #N/A | #N/A | #N/A | #N/A | #N/A | #N/A | #N/A | #N/A | #N/A | #N/A | #N/A | #N/A | #N/A | #N/A | #N/A | #N/A | #N/A | #N/A | #N/A | #N/A | #N/A | #N/A | #N/A | #N/A | #N/A | #N/A | #N/A | #N/A | #N/A | #N/A | 0.68 | 0.68 | 0.68 | 0.68 | 0.68 | 0.67 | 0.67 | 0.67 | 0.67 | 0.67 | 0.66 | 0.66 | 0.66 | 0.66 | 0.66 | 0.66 | 0.65 | 0.65 | 0.65 | 0.65 | 0.65 | 0.65 | 0.65 | 0.64 | 0.64 | 0.64 | 0.64 | 0.64 | 0.64 | 0.63 | 0.63 | 0.63 | 0.63 | 0.63 | 0.63 | 0.63 | 0.63 | 0.62 | 0.62 | 0.62 | 0.62 | 0.62 | 0.62 | 0.62 | 0.62 | 0.61 | 0.61 | 0.61 | 0.61 | 0.61 | 0.61 | 0.61 | 0.61 | 0.61 | 0.61 | 0.6 | 0.6 | 0.6 | 0.6 | 0.6 | 0.6 | 0.6 | 0.6 | 0.6 | 0.6 | 0.6 | 0.59 | 0.59 | 0.59 | 0.59 | 0.59 | 0.59 | 0.59 | 0.59 | 0.59 | 0.59 | 0.59 | 0.59 | 0.59 | 0.59 | 0.58 | 0.58 | 0.58 | 0.58 | 0.58 | 0.58 | 0.58 | 0.58 | 0.58 | 0.58 | 0.58 | #N/A | #N/A | #N/A | #N/A | #N/A | #N/A | #N/A | #N/A | #N/A | #N/A
[35 empty] | R410A | -14 | 626 | #N/A | #N/A | #N/A | #N/A | #N/A | #N/A | #N/A | #N/A | #N/A | #N/A | #N/A | #N/A | #N/A | #N/A | #N/A | #N/A | #N/A | #N/A | #N/A | #N/A | #N/A | #N/A | #N/A | #N/A | #N/A | #N/A | #N/A | #N/A | #N/A | #N/A | 0.69 | 0.69 | 0.68 | 0.68 | 0.68 | 0.68 | 0.68 | 0.68 | 0.67 | 0.67 | 0.67 | 0.67 | 0.67 | 0.66 | 0.66 | 0.66 | 0.66 | 0.66 | 0.66 | 0.66 | 0.65 | 0.65 | 0.65 | 0.65 | 0.65 | 0.65 | 0.64 | 0.64 | 0.64 | 0.64 | 0.64 | 0.64 | 0.64 | 0.63 | 0.63 | 0.63 | 0.63 | 0.63 | 0.63 | 0.63 | 0.63 | 0.62 | 0.62 | 0.62 | 0.62 | 0.62 | 0.62 | 0.62 | 0.62 | 0.61 | 0.61 | 0.61 | 0.61 | 0.61 | 0.61 | 0.61 | 0.61 | 0.61 | 0.61 | 0.6 | 0.6 | 0.6 | 0.6 | 0.6 | 0.6 | 0.6 | 0.6 | 0.6 | 0.6 | 0.6 | 0.6 | 0.59 | 0.59 | 0.59 | 0.59 | 0.59 | 0.59 | 0.59 | 0.59 | 0.59 | 0.59 | 0.59 | 0.59 | 0.59 | 0.59 | 0.59 | 0.59 | 0.59 | 0.59 | 0.59 | 0.58 | #N/A | #N/A | #N/A | #N/A | #N/A | #N/A | #N/A | #N/A | #N/A | #N/A
[35 empty] | R410A | -13 | 627 | #N/A | #N/A | #N/A | #N/A | #N/A | #N/A | #N/A | #N/A | #N/A | #N/A | #N/A | #N/A | #N/A | #N/A | #N/A | #N/A | #N/A | #N/A | #N/A | #N/A | #N/A | #N/A | #N/A | #N/A | #N/A | #N/A | #N/A | #N/A | #N/A | #N/A | 0.69 | 0.69 | 0.69 | 0.69 | 0.69 | 0.68 | 0.68 | 0.68 | 0.68 | 0.68 | 0.68 | 0.67 | 0.67 | 0.67 | 0.67 | 0.67 | 0.67 | 0.66 | 0.66 | 0.66 | 0.66 | 0.66 | 0.66 | 0.65 | 0.65 | 0.65 | 0.65 | 0.65 | 0.65 | 0.65 | 0.64 | 0.64 | 0.64 | 0.64 | 0.64 | 0.64 | 0.64 | 0.63 | 0.63 | 0.63 | 0.63 | 0.63 | 0.63 | 0.63 | 0.63 | 0.62 | 0.62 | 0.62 | 0.62 | 0.62 | 0.62 | 0.62 | 0.62 | 0.62 | 0.61 | 0.61 | 0.61 | 0.61 | 0.61 | 0.61 | 0.61 | 0.61 | 0.61 | 0.61 | 0.6 | 0.6 | 0.6 | 0.6 | 0.6 | 0.6 | 0.6 | 0.6 | 0.6 | 0.6 | 0.6 | 0.6 | 0.6 | 0.6 | 0.59 | 0.59 | 0.59 | 0.59 | 0.59 | 0.59 | 0.59 | 0.59 | 0.59 | 0.59 | 0.59 | 0.59 | 0.59 | #N/A | #N/A | #N/A | #N/A | #N/A | #N/A | #N/A | #N/A | #N/A | #N/A
[35 empty] | R410A | -12 | 628 | #N/A | #N/A | #N/A | #N/A | #N/A | #N/A | #N/A | #N/A | #N/A | #N/A | #N/A | #N/A | #N/A | #N/A | #N/A | #N/A | #N/A | #N/A | #N/A | #N/A | #N/A | #N/A | #N/A | #N/A | #N/A | #N/A | #N/A | #N/A | #N/A | #N/A | 0.7 | 0.7 | 0.7 | 0.69 | 0.69 | 0.69 | 0.69 | 0.69 | 0.68 | 0.68 | 0.68 | 0.68 | 0.68 | 0.68 | 0.67 | 0.67 | 0.67 | 0.67 | 0.67 | 0.67 | 0.66 | 0.66 | 0.66 | 0.66 | 0.66 | 0.66 | 0.65 | 0.65 | 0.65 | 0.65 | 0.65 | 0.65 | 0.65 | 0.64 | 0.64 | 0.64 | 0.64 | 0.64 | 0.64 | 0.64 | 0.64 | 0.63 | 0.63 | 0.63 | 0.63 | 0.63 | 0.63 | 0.63 | 0.63 | 0.62 | 0.62 | 0.62 | 0.62 | 0.62 | 0.62 | 0.62 | 0.62 | 0.62 | 0.62 | 0.61 | 0.61 | 0.61 | 0.61 | 0.61 | 0.61 | 0.61 | 0.61 | 0.61 | 0.61 | 0.61 | 0.6 | 0.6 | 0.6 | 0.6 | 0.6 | 0.6 | 0.6 | 0.6 | 0.6 | 0.6 | 0.6 | 0.6 | 0.6 | 0.6 | 0.6 | 0.6 | 0.6 | 0.59 | 0.59 | 0.59 | 0.59 | #N/A | #N/A | #N/A | #N/A | #N/A | #N/A | #N/A | #N/A | #N/A | #N/A
[35 empty] | R410A | -11 | 629 | #N/A | #N/A | #N/A | #N/A | #N/A | #N/A | #N/A | #N/A | #N/A | #N/A | #N/A | #N/A | #N/A | #N/A | #N/A | #N/A | #N/A | #N/A | #N/A | #N/A | #N/A | #N/A | #N/A | #N/A | #N/A | #N/A | #N/A | #N/A | #N/A | #N/A | 0.71 | 0.7 | 0.7 | 0.7 | 0.7 | 0.7 | 0.69 | 0.69 | 0.69 | 0.69 | 0.69 | 0.69 | 0.68 | 0.68 | 0.68 | 0.68 | 0.68 | 0.67 | 0.67 | 0.67 | 0.67 | 0.67 | 0.67 | 0.66 | 0.66 | 0.66 | 0.66 | 0.66 | 0.66 | 0.66 | 0.65 | 0.65 | 0.65 | 0.65 | 0.65 | 0.65 | 0.65 | 0.64 | 0.64 | 0.64 | 0.64 | 0.64 | 0.64 | 0.64 | 0.64 | 0.63 | 0.63 | 0.63 | 0.63 | 0.63 | 0.63 | 0.63 | 0.63 | 0.63 | 0.62 | 0.62 | 0.62 | 0.62 | 0.62 | 0.62 | 0.62 | 0.62 | 0.62 | 0.62 | 0.61 | 0.61 | 0.61 | 0.61 | 0.61 | 0.61 | 0.61 | 0.61 | 0.61 | 0.61 | 0.61 | 0.61 | 0.61 | 0.6 | 0.6 | 0.6 | 0.6 | 0.6 | 0.6 | 0.6 | 0.6 | 0.6 | 0.6 | 0.6 | 0.6 | 0.6 | 0.6 | #N/A | #N/A | #N/A | #N/A | #N/A | #N/A | #N/A | #N/A | #N/A | #N/A
[35 empty] | R410A | -10 | 630 | #N/A | #N/A | #N/A | #N/A | #N/A | #N/A | #N/A | #N/A | #N/A | #N/A | #N/A | #N/A | #N/A | #N/A | #N/A | #N/A | #N/A | #N/A | #N/A | #N/A | #N/A | #N/A | #N/A | #N/A | #N/A | #N/A | #N/A | #N/A | #N/A | #N/A | 0.71 | 0.71 | 0.71 | 0.71 | 0.7 | 0.7 | 0.7 | 0.7 | 0.7 | 0.69 | 0.69 | 0.69 | 0.69 | 0.69 | 0.69 | 0.68 | 0.68 | 0.68 | 0.68 | 0.68 | 0.68 | 0.67 | 0.67 | 0.67 | 0.67 | 0.67 | 0.67 | 0.66 | 0.66 | 0.66 | 0.66 | 0.66 | 0.66 | 0.66 | 0.65 | 0.65 | 0.65 | 0.65 | 0.65 | 0.65 | 0.65 | 0.64 | 0.64 | 0.64 | 0.64 | 0.64 | 0.64 | 0.64 | 0.64 | 0.63 | 0.63 | 0.63 | 0.63 | 0.63 | 0.63 | 0.63 | 0.63 | 0.63 | 0.62 | 0.62 | 0.62 | 0.62 | 0.62 | 0.62 | 0.62 | 0.62 | 0.62 | 0.62 | 0.62 | 0.61 | 0.61 | 0.61 | 0.61 | 0.61 | 0.61 | 0.61 | 0.61 | 0.61 | 0.61 | 0.61 | 0.61 | 0.61 | 0.61 | 0.61 | 0.61 | 0.6 | 0.6 | 0.6 | 0.6 | 0.6 | 0.6 | #N/A | #N/A | #N/A | #N/A | #N/A | #N/A | #N/A | #N/A | #N/A | #N/A
[35 empty] | R410A | -9 | 631 | #N/A | #N/A | #N/A | #N/A | #N/A | #N/A | #N/A | #N/A | #N/A | #N/A | #N/A | #N/A | #N/A | #N/A | #N/A | #N/A | #N/A | #N/A | #N/A | #N/A | #N/A | #N/A | #N/A | #N/A | #N/A | #N/A | #N/A | #N/A | #N/A | #N/A | 0.72 | 0.72 | 0.71 | 0.71 | 0.71 | 0.71 | 0.71 | 0.7 | 0.7 | 0.7 | 0.7 | 0.7 | 0.7 | 0.69 | 0.69 | 0.69 | 0.69 | 0.69 | 0.68 | 0.68 | 0.68 | 0.68 | 0.68 | 0.68 | 0.67 | 0.67 | 0.67 | 0.67 | 0.67 | 0.67 | 0.67 | 0.66 | 0.66 | 0.66 | 0.66 | 0.66 | 0.66 | 0.65 | 0.65 | 0.65 | 0.65 | 0.65 | 0.65 | 0.65 | 0.65 | 0.64 | 0.64 | 0.64 | 0.64 | 0.64 | 0.64 | 0.64 | 0.64 | 0.64 | 0.63 | 0.63 | 0.63 | 0.63 | 0.63 | 0.63 | 0.63 | 0.63 | 0.63 | 0.62 | 0.62 | 0.62 | 0.62 | 0.62 | 0.62 | 0.62 | 0.62 | 0.62 | 0.62 | 0.62 | 0.62 | 0.62 | 0.61 | 0.61 | 0.61 | 0.61 | 0.61 | 0.61 | 0.61 | 0.61 | 0.61 | 0.61 | 0.61 | 0.61 | 0.61 | 0.61 | 0.61 | #N/A | #N/A | #N/A | #N/A | #N/A | #N/A | #N/A | #N/A | #N/A | #N/A
[35 empty] | R410A | -8 | 632 | #N/A | #N/A | #N/A | #N/A | #N/A | #N/A | #N/A | #N/A | #N/A | #N/A | #N/A | #N/A | #N/A | #N/A | #N/A | #N/A | #N/A | #N/A | #N/A | #N/A | #N/A | #N/A | #N/A | #N/A | #N/A | #N/A | #N/A | #N/A | #N/A | #N/A | 0.73 | 0.72 | 0.72 | 0.72 | 0.72 | 0.71 | 0.71 | 0.71 | 0.71 | 0.71 | 0.7 | 0.7 | 0.7 | 0.7 | 0.7 | 0.7 | 0.69 | 0.69 | 0.69 | 0.69 | 0.69 | 0.69 | 0.68 | 0.68 | 0.68 | 0.68 | 0.68 | 0.68 | 0.67 | 0.67 | 0.67 | 0.67 | 0.67 | 0.67 | 0.66 | 0.66 | 0.66 | 0.66 | 0.66 | 0.66 | 0.66 | 0.65 | 0.65 | 0.65 | 0.65 | 0.65 | 0.65 | 0.65 | 0.65 | 0.64 | 0.64 | 0.64 | 0.64 | 0.64 | 0.64 | 0.64 | 0.64 | 0.64 | 0.63 | 0.63 | 0.63 | 0.63 | 0.63 | 0.63 | 0.63 | 0.63 | 0.63 | 0.63 | 0.63 | 0.62 | 0.62 | 0.62 | 0.62 | 0.62 | 0.62 | 0.62 | 0.62 | 0.62 | 0.62 | 0.62 | 0.62 | 0.62 | 0.62 | 0.62 | 0.61 | 0.61 | 0.61 | 0.61 | 0.61 | 0.61 | 0.61 | #N/A | #N/A | #N/A | #N/A | #N/A | #N/A | #N/A | #N/A | #N/A | #N/A
[35 empty] | R410A | -7 | 633 | #N/A | #N/A | #N/A | #N/A | #N/A | #N/A | #N/A | #N/A | #N/A | #N/A | #N/A | #N/A | #N/A | #N/A | #N/A | #N/A | #N/A | #N/A | #N/A | #N/A | #N/A | #N/A | #N/A | #N/A | #N/A | #N/A | #N/A | #N/A | #N/A | #N/A | 0.73 | 0.73 | 0.73 | 0.73 | 0.72 | 0.72 | 0.72 | 0.72 | 0.72 | 0.71 | 0.71 | 0.71 | 0.71 | 0.71 | 0.7 | 0.7 | 0.7 | 0.7 | 0.7 | 0.69 | 0.69 | 0.69 | 0.69 | 0.69 | 0.69 | 0.68 | 0.68 | 0.68 | 0.68 | 0.68 | 0.68 | 0.67 | 0.67 | 0.67 | 0.67 | 0.67 | 0.67 | 0.67 | 0.66 | 0.66 | 0.66 | 0.66 | 0.66 | 0.66 | 0.66 | 0.66 | 0.65 | 0.65 | 0.65 | 0.65 | 0.65 | 0.65 | 0.65 | 0.65 | 0.64 | 0.64 | 0.64 | 0.64 | 0.64 | 0.64 | 0.64 | 0.64 | 0.64 | 0.63 | 0.63 | 0.63 | 0.63 | 0.63 | 0.63 | 0.63 | 0.63 | 0.63 | 0.63 | 0.63 | 0.63 | 0.62 | 0.62 | 0.62 | 0.62 | 0.62 | 0.62 | 0.62 | 0.62 | 0.62 | 0.62 | 0.62 | 0.62 | 0.62 | 0.62 | 0.62 | 0.62 | #N/A | #N/A | #N/A | #N/A | #N/A | #N/A | #N/A | #N/A | #N/A | #N/A
[35 empty] | R410A | -6 | 634 | #N/A | #N/A | #N/A | #N/A | #N/A | #N/A | #N/A | #N/A | #N/A | #N/A | #N/A | #N/A | #N/A | #N/A | #N/A | #N/A | #N/A | #N/A | #N/A | #N/A | #N/A | #N/A | #N/A | #N/A | #N/A | #N/A | #N/A | #N/A | #N/A | #N/A | 0.74 | 0.74 | 0.73 | 0.73 | 0.73 | 0.73 | 0.73 | 0.72 | 0.72 | 0.72 | 0.72 | 0.72 | 0.71 | 0.71 | 0.71 | 0.71 | 0.71 | 0.7 | 0.7 | 0.7 | 0.7 | 0.7 | 0.7 | 0.69 | 0.69 | 0.69 | 0.69 | 0.69 | 0.69 | 0.68 | 0.68 | 0.68 | 0.68 | 0.68 | 0.68 | 0.67 | 0.67 | 0.67 | 0.67 | 0.67 | 0.67 | 0.67 | 0.66 | 0.66 | 0.66 | 0.66 | 0.66 | 0.66 | 0.66 | 0.66 | 0.65 | 0.65 | 0.65 | 0.65 | 0.65 | 0.65 | 0.65 | 0.65 | 0.65 | 0.64 | 0.64 | 0.64 | 0.64 | 0.64 | 0.64 | 0.64 | 0.64 | 0.64 | 0.64 | 0.63 | 0.63 | 0.63 | 0.63 | 0.63 | 0.63 | 0.63 | 0.63 | 0.63 | 0.63 | 0.63 | 0.63 | 0.63 | 0.63 | 0.62 | 0.62 | 0.62 | 0.62 | 0.62 | 0.62 | 0.62 | 0.62 | #N/A | #N/A | #N/A | #N/A | #N/A | #N/A | #N/A | #N/A | #N/A | #N/A
[35 empty] | R410A | -5 | 635 | #N/A | #N/A | #N/A | #N/A | #N/A | #N/A | #N/A | #N/A | #N/A | #N/A | #N/A | #N/A | #N/A | #N/A | #N/A | #N/A | #N/A | #N/A | #N/A | #N/A | #N/A | #N/A | #N/A | #N/A | #N/A | #N/A | #N/A | #N/A | #N/A | #N/A | 0.75 | 0.74 | 0.74 | 0.74 | 0.74 | 0.73 | 0.73 | 0.73 | 0.73 | 0.73 | 0.72 | 0.72 | 0.72 | 0.72 | 0.72 | 0.71 | 0.71 | 0.71 | 0.71 | 0.71 | 0.7 | 0.7 | 0.7 | 0.7 | 0.7 | 0.7 | 0.69 | 0.69 | 0.69 | 0.69 | 0.69 | 0.69 | 0.68 | 0.68 | 0.68 | 0.68 | 0.68 | 0.68 | 0.68 | 0.67 | 0.67 | 0.67 | 0.67 | 0.67 | 0.67 | 0.67 | 0.66 | 0.66 | 0.66 | 0.66 | 0.66 | 0.66 | 0.66 | 0.66 | 0.65 | 0.65 | 0.65 | 0.65 | 0.65 | 0.65 | 0.65 | 0.65 | 0.65 | 0.65 | 0.64 | 0.64 | 0.64 | 0.64 | 0.64 | 0.64 | 0.64 | 0.64 | 0.64 | 0.64 | 0.64 | 0.64 | 0.63 | 0.63 | 0.63 | 0.63 | 0.63 | 0.63 | 0.63 | 0.63 | 0.63 | 0.63 | 0.63 | 0.63 | 0.63 | 0.63 | 0.63 | #N/A | #N/A | #N/A | #N/A | #N/A | #N/A | #N/A | #N/A | #N/A | #N/A
[35 empty] | R410A | -4 | 636 | #N/A | #N/A | #N/A | #N/A | #N/A | #N/A | #N/A | #N/A | #N/A | #N/A | #N/A | #N/A | #N/A | #N/A | #N/A | #N/A | #N/A | #N/A | #N/A | #N/A | #N/A | #N/A | #N/A | #N/A | #N/A | #N/A | #N/A | #N/A | #N/A | #N/A | 0.75 | 0.75 | 0.75 | 0.75 | 0.74 | 0.74 | 0.74 | 0.74 | 0.73 | 0.73 | 0.73 | 0.73 | 0.73 | 0.72 | 0.72 | 0.72 | 0.72 | 0.72 | 0.71 | 0.71 | 0.71 | 0.71 | 0.71 | 0.71 | 0.7 | 0.7 | 0.7 | 0.7 | 0.7 | 0.7 | 0.69 | 0.69 | 0.69 | 0.69 | 0.69 | 0.69 | 0.68 | 0.68 | 0.68 | 0.68 | 0.68 | 0.68 | 0.68 | 0.67 | 0.67 | 0.67 | 0.67 | 0.67 | 0.67 | 0.67 | 0.67 | 0.66 | 0.66 | 0.66 | 0.66 | 0.66 | 0.66 | 0.66 | 0.66 | 0.65 | 0.65 | 0.65 | 0.65 | 0.65 | 0.65 | 0.65 | 0.65 | 0.65 | 0.65 | 0.65 | 0.64 | 0.64 | 0.64 | 0.64 | 0.64 | 0.64 | 0.64 | 0.64 | 0.64 | 0.64 | 0.64 | 0.64 | 0.64 | 0.64 | 0.63 | 0.63 | 0.63 | 0.63 | 0.63 | 0.63 | 0.63 | #N/A | #N/A | #N/A | #N/A | #N/A | #N/A | #N/A | #N/A | #N/A | #N/A
[35 empty] | R410A | -3 | 637 | #N/A | #N/A | #N/A | #N/A | #N/A | #N/A | #N/A | #N/A | #N/A | #N/A | #N/A | #N/A | #N/A | #N/A | #N/A | #N/A | #N/A | #N/A | #N/A | #N/A | #N/A | #N/A | #N/A | #N/A | #N/A | #N/A | #N/A | #N/A | #N/A | #N/A | 0.76 | 0.76 | 0.75 | 0.75 | 0.75 | 0.75 | 0.75 | 0.74 | 0.74 | 0.74 | 0.74 | 0.74 | 0.73 | 0.73 | 0.73 | 0.73 | 0.73 | 0.72 | 0.72 | 0.72 | 0.72 | 0.72 | 0.71 | 0.71 | 0.71 | 0.71 | 0.71 | 0.71 | 0.7 | 0.7 | 0.7 | 0.7 | 0.7 | 0.7 | 0.69 | 0.69 | 0.69 | 0.69 | 0.69 | 0.69 | 0.68 | 0.68 | 0.68 | 0.68 | 0.68 | 0.68 | 0.68 | 0.67 | 0.67 | 0.67 | 0.67 | 0.67 | 0.67 | 0.67 | 0.67 | 0.66 | 0.66 | 0.66 | 0.66 | 0.66 | 0.66 | 0.66 | 0.66 | 0.66 | 0.66 | 0.65 | 0.65 | 0.65 | 0.65 | 0.65 | 0.65 | 0.65 | 0.65 | 0.65 | 0.65 | 0.65 | 0.64 | 0.64 | 0.64 | 0.64 | 0.64 | 0.64 | 0.64 | 0.64 | 0.64 | 0.64 | 0.64 | 0.64 | 0.64 | 0.64 | 0.64 | #N/A | #N/A | #N/A | #N/A | #N/A | #N/A | #N/A | #N/A | #N/A | #N/A
[35 empty] | R410A | -2 | 638 | #N/A | #N/A | #N/A | #N/A | #N/A | #N/A | #N/A | #N/A | #N/A | #N/A | #N/A | #N/A | #N/A | #N/A | #N/A | #N/A | #N/A | #N/A | #N/A | #N/A | #N/A | #N/A | #N/A | #N/A | #N/A | #N/A | #N/A | #N/A | #N/A | #N/A | 0.77 | 0.76 | 0.76 | 0.76 | 0.76 | 0.75 | 0.75 | 0.75 | 0.75 | 0.75 | 0.74 | 0.74 | 0.74 | 0.74 | 0.74 | 0.73 | 0.73 | 0.73 | 0.73 | 0.73 | 0.72 | 0.72 | 0.72 | 0.72 | 0.72 | 0.71 | 0.71 | 0.71 | 0.71 | 0.71 | 0.71 | 0.7 | 0.7 | 0.7 | 0.7 | 0.7 | 0.7 | 0.69 | 0.69 | 0.69 | 0.69 | 0.69 | 0.69 | 0.69 | 0.68 | 0.68 | 0.68 | 0.68 | 0.68 | 0.68 | 0.68 | 0.68 | 0.67 | 0.67 | 0.67 | 0.67 | 0.67 | 0.67 | 0.67 | 0.67 | 0.66 | 0.66 | 0.66 | 0.66 | 0.66 | 0.66 | 0.66 | 0.66 | 0.66 | 0.66 | 0.65 | 0.65 | 0.65 | 0.65 | 0.65 | 0.65 | 0.65 | 0.65 | 0.65 | 0.65 | 0.65 | 0.65 | 0.65 | 0.65 | 0.64 | 0.64 | 0.64 | 0.64 | 0.64 | 0.64 | 0.64 | #N/A | #N/A | #N/A | #N/A | #N/A | #N/A | #N/A | #N/A | #N/A | #N/A
[35 empty] | R410A | -1 | 639 | #N/A | #N/A | #N/A | #N/A | #N/A | #N/A | #N/A | #N/A | #N/A | #N/A | #N/A | #N/A | #N/A | #N/A | #N/A | #N/A | #N/A | #N/A | #N/A | #N/A | #N/A | #N/A | #N/A | #N/A | #N/A | #N/A | #N/A | #N/A | #N/A | #N/A | 0.77 | 0.77 | 0.77 | 0.77 | 0.76 | 0.76 | 0.76 | 0.76 | 0.76 | 0.75 | 0.75 | 0.75 | 0.75 | 0.74 | 0.74 | 0.74 | 0.74 | 0.74 | 0.73 | 0.73 | 0.73 | 0.73 | 0.73 | 0.73 | 0.72 | 0.72 | 0.72 | 0.72 | 0.72 | 0.71 | 0.71 | 0.71 | 0.71 | 0.71 | 0.71 | 0.7 | 0.7 | 0.7 | 0.7 | 0.7 | 0.7 | 0.7 | 0.69 | 0.69 | 0.69 | 0.69 | 0.69 | 0.69 | 0.69 | 0.68 | 0.68 | 0.68 | 0.68 | 0.68 | 0.68 | 0.68 | 0.68 | 0.67 | 0.67 | 0.67 | 0.67 | 0.67 | 0.67 | 0.67 | 0.67 | 0.67 | 0.66 | 0.66 | 0.66 | 0.66 | 0.66 | 0.66 | 0.66 | 0.66 | 0.66 | 0.66 | 0.66 | 0.65 | 0.65 | 0.65 | 0.65 | 0.65 | 0.65 | 0.65 | 0.65 | 0.65 | 0.65 | 0.65 | 0.65 | 0.65 | 0.65 | #N/A | #N/A | #N/A | #N/A | #N/A | #N/A | #N/A | #N/A | #N/A | #N/A
[35 empty] | R410A | 0 | 640 | #N/A | #N/A | #N/A | #N/A | #N/A | #N/A | #N/A | #N/A | #N/A | #N/A | #N/A | #N/A | #N/A | #N/A | #N/A | #N/A | #N/A | #N/A | #N/A | #N/A | #N/A | #N/A | #N/A | #N/A | #N/A | #N/A | #N/A | #N/A | #N/A | #N/A | 0.78 | 0.78 | 0.78 | 0.77 | 0.77 | 0.77 | 0.77 | 0.76 | 0.76 | 0.76 | 0.76 | 0.76 | 0.75 | 0.75 | 0.75 | 0.75 | 0.75 | 0.74 | 0.74 | 0.74 | 0.74 | 0.74 | 0.73 | 0.73 | 0.73 | 0.73 | 0.73 | 0.72 | 0.72 | 0.72 | 0.72 | 0.72 | 0.72 | 0.71 | 0.71 | 0.71 | 0.71 | 0.71 | 0.71 | 0.7 | 0.7 | 0.7 | 0.7 | 0.7 | 0.7 | 0.7 | 0.69 | 0.69 | 0.69 | 0.69 | 0.69 | 0.69 | 0.69 | 0.68 | 0.68 | 0.68 | 0.68 | 0.68 | 0.68 | 0.68 | 0.68 | 0.68 | 0.67 | 0.67 | 0.67 | 0.67 | 0.67 | 0.67 | 0.67 | 0.67 | 0.67 | 0.67 | 0.66 | 0.66 | 0.66 | 0.66 | 0.66 | 0.66 | 0.66 | 0.66 | 0.66 | 0.66 | 0.66 | 0.66 | 0.66 | 0.66 | 0.65 | 0.65 | 0.65 | 0.65 | 0.65 | #N/A | #N/A | #N/A | #N/A | #N/A | #N/A | #N/A | #N/A | #N/A | #N/A
[35 empty] | R410A | 1 | 641 | #N/A | #N/A | #N/A | #N/A | #N/A | #N/A | #N/A | #N/A | #N/A | #N/A | #N/A | #N/A | #N/A | #N/A | #N/A | #N/A | #N/A | #N/A | #N/A | #N/A | #N/A | #N/A | #N/A | #N/A | #N/A | #N/A | #N/A | #N/A | #N/A | #N/A | 0.79 | 0.79 | 0.78 | 0.78 | 0.78 | 0.78 | 0.77 | 0.77 | 0.77 | 0.77 | 0.77 | 0.76 | 0.76 | 0.76 | 0.76 | 0.75 | 0.75 | 0.75 | 0.75 | 0.75 | 0.74 | 0.74 | 0.74 | 0.74 | 0.74 | 0.73 | 0.73 | 0.73 | 0.73 | 0.73 | 0.73 | 0.72 | 0.72 | 0.72 | 0.72 | 0.72 | 0.72 | 0.71 | 0.71 | 0.71 | 0.71 | 0.71 | 0.71 | 0.7 | 0.7 | 0.7 | 0.7 | 0.7 | 0.7 | 0.7 | 0.69 | 0.69 | 0.69 | 0.69 | 0.69 | 0.69 | 0.69 | 0.69 | 0.68 | 0.68 | 0.68 | 0.68 | 0.68 | 0.68 | 0.68 | 0.68 | 0.68 | 0.67 | 0.67 | 0.67 | 0.67 | 0.67 | 0.67 | 0.67 | 0.67 | 0.67 | 0.67 | 0.67 | 0.67 | 0.66 | 0.66 | 0.66 | 0.66 | 0.66 | 0.66 | 0.66 | 0.66 | 0.66 | 0.66 | 0.66 | 0.66 | #N/A | #N/A | #N/A | #N/A | #N/A | #N/A | #N/A | #N/A | #N/A | #N/A
[35 empty] | R410A | 2 | 642 | #N/A | #N/A | #N/A | #N/A | #N/A | #N/A | #N/A | #N/A | #N/A | #N/A | #N/A | #N/A | #N/A | #N/A | #N/A | #N/A | #N/A | #N/A | #N/A | #N/A | #N/A | #N/A | #N/A | #N/A | #N/A | #N/A | #N/A | #N/A | #N/A | #N/A | 0.8 | 0.79 | 0.79 | 0.79 | 0.79 | 0.78 | 0.78 | 0.78 | 0.78 | 0.78 | 0.77 | 0.77 | 0.77 | 0.77 | 0.76 | 0.76 | 0.76 | 0.76 | 0.76 | 0.75 | 0.75 | 0.75 | 0.75 | 0.75 | 0.74 | 0.74 | 0.74 | 0.74 | 0.74 | 0.73 | 0.73 | 0.73 | 0.73 | 0.73 | 0.73 | 0.72 | 0.72 | 0.72 | 0.72 | 0.72 | 0.72 | 0.71 | 0.71 | 0.71 | 0.71 | 0.71 | 0.71 | 0.7 | 0.7 | 0.7 | 0.7 | 0.7 | 0.7 | 0.7 | 0.7 | 0.69 | 0.69 | 0.69 | 0.69 | 0.69 | 0.69 | 0.69 | 0.69 | 0.68 | 0.68 | 0.68 | 0.68 | 0.68 | 0.68 | 0.68 | 0.68 | 0.68 | 0.68 | 0.68 | 0.67 | 0.67 | 0.67 | 0.67 | 0.67 | 0.67 | 0.67 | 0.67 | 0.67 | 0.67 | 0.67 | 0.67 | 0.67 | 0.67 | 0.66 | 0.66 | 0.66 | #N/A | #N/A | #N/A | #N/A | #N/A | #N/A | #N/A | #N/A | #N/A | #N/A
[35 empty] | R410A | 3 | 643 | #N/A | #N/A | #N/A | #N/A | #N/A | #N/A | #N/A | #N/A | #N/A | #N/A | #N/A | #N/A | #N/A | #N/A | #N/A | #N/A | #N/A | #N/A | #N/A | #N/A | #N/A | #N/A | #N/A | #N/A | #N/A | #N/A | #N/A | #N/A | #N/A | #N/A | 0.8 | 0.8 | 0.8 | 0.8 | 0.79 | 0.79 | 0.79 | 0.79 | 0.79 | 0.78 | 0.78 | 0.78 | 0.78 | 0.77 | 0.77 | 0.77 | 0.77 | 0.76 | 0.76 | 0.76 | 0.76 | 0.76 | 0.75 | 0.75 | 0.75 | 0.75 | 0.75 | 0.74 | 0.74 | 0.74 | 0.74 | 0.74 | 0.74 | 0.73 | 0.73 | 0.73 | 0.73 | 0.73 | 0.73 | 0.72 | 0.72 | 0.72 | 0.72 | 0.72 | 0.72 | 0.71 | 0.71 | 0.71 | 0.71 | 0.71 | 0.71 | 0.71 | 0.7 | 0.7 | 0.7 | 0.7 | 0.7 | 0.7 | 0.7 | 0.7 | 0.69 | 0.69 | 0.69 | 0.69 | 0.69 | 0.69 | 0.69 | 0.69 | 0.69 | 0.68 | 0.68 | 0.68 | 0.68 | 0.68 | 0.68 | 0.68 | 0.68 | 0.68 | 0.68 | 0.68 | 0.68 | 0.67 | 0.67 | 0.67 | 0.67 | 0.67 | 0.67 | 0.67 | 0.67 | 0.67 | 0.67 | #N/A | #N/A | #N/A | #N/A | #N/A | #N/A | #N/A | #N/A | #N/A | #N/A
[35 empty] | R410A | 4 | 644 | #N/A | #N/A | #N/A | #N/A | #N/A | #N/A | #N/A | #N/A | #N/A | #N/A | #N/A | #N/A | #N/A | #N/A | #N/A | #N/A | #N/A | #N/A | #N/A | #N/A | #N/A | #N/A | #N/A | #N/A | #N/A | #N/A | #N/A | #N/A | #N/A | #N/A | 0.81 | 0.81 | 0.81 | 0.81 | 0.8 | 0.8 | 0.8 | 0.8 | 0.79 | 0.79 | 0.79 | 0.79 | 0.78 | 0.78 | 0.78 | 0.78 | 0.77 | 0.77 | 0.77 | 0.77 | 0.77 | 0.76 | 0.76 | 0.76 | 0.76 | 0.76 | 0.75 | 0.75 | 0.75 | 0.75 | 0.75 | 0.74 | 0.74 | 0.74 | 0.74 | 0.74 | 0.74 | 0.73 | 0.73 | 0.73 | 0.73 | 0.73 | 0.73 | 0.72 | 0.72 | 0.72 | 0.72 | 0.72 | 0.72 | 0.71 | 0.71 | 0.71 | 0.71 | 0.71 | 0.71 | 0.71 | 0.71 | 0.7 | 0.7 | 0.7 | 0.7 | 0.7 | 0.7 | 0.7 | 0.7 | 0.69 | 0.69 | 0.69 | 0.69 | 0.69 | 0.69 | 0.69 | 0.69 | 0.69 | 0.69 | 0.69 | 0.68 | 0.68 | 0.68 | 0.68 | 0.68 | 0.68 | 0.68 | 0.68 | 0.68 | 0.68 | 0.68 | 0.68 | 0.68 | 0.68 | 0.68 | #N/A | #N/A | #N/A | #N/A | #N/A | #N/A | #N/A | #N/A | #N/A | #N/A
[35 empty] | R410A | 5 | 645 | #N/A | #N/A | #N/A | #N/A | #N/A | #N/A | #N/A | #N/A | #N/A | #N/A | #N/A | #N/A | #N/A | #N/A | #N/A | #N/A | #N/A | #N/A | #N/A | #N/A | #N/A | #N/A | #N/A | #N/A | #N/A | #N/A | #N/A | #N/A | #N/A | #N/A | 0.82 | 0.82 | 0.82 | 0.81 | 0.81 | 0.81 | 0.81 | 0.8 | 0.8 | 0.8 | 0.8 | 0.79 | 0.79 | 0.79 | 0.79 | 0.78 | 0.78 | 0.78 | 0.78 | 0.78 | 0.77 | 0.77 | 0.77 | 0.77 | 0.77 | 0.76 | 0.76 | 0.76 | 0.76 | 0.76 | 0.75 | 0.75 | 0.75 | 0.75 | 0.75 | 0.74 | 0.74 | 0.74 | 0.74 | 0.74 | 0.74 | 0.73 | 0.73 | 0.73 | 0.73 | 0.73 | 0.73 | 0.72 | 0.72 | 0.72 | 0.72 | 0.72 | 0.72 | 0.72 | 0.71 | 0.71 | 0.71 | 0.71 | 0.71 | 0.71 | 0.71 | 0.71 | 0.7 | 0.7 | 0.7 | 0.7 | 0.7 | 0.7 | 0.7 | 0.7 | 0.7 | 0.69 | 0.69 | 0.69 | 0.69 | 0.69 | 0.69 | 0.69 | 0.69 | 0.69 | 0.69 | 0.69 | 0.69 | 0.69 | 0.68 | 0.68 | 0.68 | 0.68 | 0.68 | 0.68 | 0.68 | #N/A | #N/A | #N/A | #N/A | #N/A | #N/A | #N/A | #N/A | #N/A | #N/A
[35 empty] | R410A | 6 | 646 | #N/A | #N/A | #N/A | #N/A | #N/A | #N/A | #N/A | #N/A | #N/A | #N/A | #N/A | #N/A | #N/A | #N/A | #N/A | #N/A | #N/A | #N/A | #N/A | #N/A | #N/A | #N/A | #N/A | #N/A | #N/A | #N/A | #N/A | #N/A | #N/A | #N/A | 0.83 | 0.83 | 0.82 | 0.82 | 0.82 | 0.82 | 0.81 | 0.81 | 0.81 | 0.81 | 0.8 | 0.8 | 0.8 | 0.8 | 0.79 | 0.79 | 0.79 | 0.79 | 0.79 | 0.78 | 0.78 | 0.78 | 0.78 | 0.77 | 0.77 | 0.77 | 0.77 | 0.77 | 0.76 | 0.76 | 0.76 | 0.76 | 0.76 | 0.75 | 0.75 | 0.75 | 0.75 | 0.75 | 0.75 | 0.74 | 0.74 | 0.74 | 0.74 | 0.74 | 0.74 | 0.73 | 0.73 | 0.73 | 0.73 | 0.73 | 0.73 | 0.73 | 0.72 | 0.72 | 0.72 | 0.72 | 0.72 | 0.72 | 0.72 | 0.71 | 0.71 | 0.71 | 0.71 | 0.71 | 0.71 | 0.71 | 0.71 | 0.71 | 0.7 | 0.7 | 0.7 | 0.7 | 0.7 | 0.7 | 0.7 | 0.7 | 0.7 | 0.7 | 0.7 | 0.69 | 0.69 | 0.69 | 0.69 | 0.69 | 0.69 | 0.69 | 0.69 | 0.69 | 0.69 | 0.69 | 0.69 | #N/A | #N/A | #N/A | #N/A | #N/A | #N/A | #N/A | #N/A | #N/A | #N/A
[35 empty] | R410A | 7 | 647 | #N/A | #N/A | #N/A | #N/A | #N/A | #N/A | #N/A | #N/A | #N/A | #N/A | #N/A | #N/A | #N/A | #N/A | #N/A | #N/A | #N/A | #N/A | #N/A | #N/A | #N/A | #N/A | #N/A | #N/A | #N/A | #N/A | #N/A | #N/A | #N/A | #N/A | 0.84 | 0.84 | 0.83 | 0.83 | 0.83 | 0.83 | 0.82 | 0.82 | 0.82 | 0.81 | 0.81 | 0.81 | 0.81 | 0.81 | 0.8 | 0.8 | 0.8 | 0.8 | 0.79 | 0.79 | 0.79 | 0.79 | 0.78 | 0.78 | 0.78 | 0.78 | 0.78 | 0.77 | 0.77 | 0.77 | 0.77 | 0.77 | 0.76 | 0.76 | 0.76 | 0.76 | 0.76 | 0.75 | 0.75 | 0.75 | 0.75 | 0.75 | 0.75 | 0.74 | 0.74 | 0.74 | 0.74 | 0.74 | 0.74 | 0.74 | 0.73 | 0.73 | 0.73 | 0.73 | 0.73 | 0.73 | 0.73 | 0.72 | 0.72 | 0.72 | 0.72 | 0.72 | 0.72 | 0.72 | 0.72 | 0.71 | 0.71 | 0.71 | 0.71 | 0.71 | 0.71 | 0.71 | 0.71 | 0.71 | 0.7 | 0.7 | 0.7 | 0.7 | 0.7 | 0.7 | 0.7 | 0.7 | 0.7 | 0.7 | 0.7 | 0.7 | 0.7 | 0.7 | 0.69 | 0.69 | 0.69 | #N/A | #N/A | #N/A | #N/A | #N/A | #N/A | #N/A | #N/A | #N/A | #N/A
[35 empty] | R410A | 8 | 648 | #N/A | #N/A | #N/A | #N/A | #N/A | #N/A | #N/A | #N/A | #N/A | #N/A | #N/A | #N/A | #N/A | #N/A | #N/A | #N/A | #N/A | #N/A | #N/A | #N/A | #N/A | #N/A | #N/A | #N/A | #N/A | #N/A | #N/A | #N/A | #N/A | #N/A | 0.85 | 0.84 | 0.84 | 0.84 | 0.84 | 0.83 | 0.83 | 0.83 | 0.83 | 0.82 | 0.82 | 0.82 | 0.82 | 0.81 | 0.81 | 0.81 | 0.81 | 0.8 | 0.8 | 0.8 | 0.8 | 0.79 | 0.79 | 0.79 | 0.79 | 0.79 | 0.78 | 0.78 | 0.78 | 0.78 | 0.78 | 0.77 | 0.77 | 0.77 | 0.77 | 0.77 | 0.76 | 0.76 | 0.76 | 0.76 | 0.76 | 0.76 | 0.75 | 0.75 | 0.75 | 0.75 | 0.75 | 0.75 | 0.74 | 0.74 | 0.74 | 0.74 | 0.74 | 0.74 | 0.73 | 0.73 | 0.73 | 0.73 | 0.73 | 0.73 | 0.73 | 0.73 | 0.72 | 0.72 | 0.72 | 0.72 | 0.72 | 0.72 | 0.72 | 0.72 | 0.72 | 0.71 | 0.71 | 0.71 | 0.71 | 0.71 | 0.71 | 0.71 | 0.71 | 0.71 | 0.71 | 0.71 | 0.7 | 0.7 | 0.7 | 0.7 | 0.7 | 0.7 | 0.7 | 0.7 | 0.7 | #N/A | #N/A | #N/A | #N/A | #N/A | #N/A | #N/A | #N/A | #N/A | #N/A
[35 empty] | R410A | 9 | 649 | #N/A | #N/A | #N/A | #N/A | #N/A | #N/A | #N/A | #N/A | #N/A | #N/A | #N/A | #N/A | #N/A | #N/A | #N/A | #N/A | #N/A | #N/A | #N/A | #N/A | #N/A | #N/A | #N/A | #N/A | #N/A | #N/A | #N/A | #N/A | #N/A | #N/A | 0.86 | 0.85 | 0.85 | 0.85 | 0.85 | 0.84 | 0.84 | 0.84 | 0.83 | 0.83 | 0.83 | 0.83 | 0.82 | 0.82 | 0.82 | 0.82 | 0.81 | 0.81 | 0.81 | 0.81 | 0.81 | 0.8 | 0.8 | 0.8 | 0.8 | 0.79 | 0.79 | 0.79 | 0.79 | 0.79 | 0.78 | 0.78 | 0.78 | 0.78 | 0.78 | 0.77 | 0.77 | 0.77 | 0.77 | 0.77 | 0.76 | 0.76 | 0.76 | 0.76 | 0.76 | 0.76 | 0.75 | 0.75 | 0.75 | 0.75 | 0.75 | 0.75 | 0.74 | 0.74 | 0.74 | 0.74 | 0.74 | 0.74 | 0.74 | 0.73 | 0.73 | 0.73 | 0.73 | 0.73 | 0.73 | 0.73 | 0.73 | 0.73 | 0.72 | 0.72 | 0.72 | 0.72 | 0.72 | 0.72 | 0.72 | 0.72 | 0.72 | 0.72 | 0.71 | 0.71 | 0.71 | 0.71 | 0.71 | 0.71 | 0.71 | 0.71 | 0.71 | 0.71 | 0.71 | 0.71 | 0.71 | #N/A | #N/A | #N/A | #N/A | #N/A | #N/A | #N/A | #N/A | #N/A | #N/A
[35 empty] | R410A | 10 | 650 | #N/A | #N/A | #N/A | #N/A | #N/A | #N/A | #N/A | #N/A | #N/A | #N/A | #N/A | #N/A | #N/A | #N/A | #N/A | #N/A | #N/A | #N/A | #N/A | #N/A | #N/A | #N/A | #N/A | #N/A | #N/A | #N/A | #N/A | #N/A | #N/A | #N/A | 0.87 | 0.86 | 0.86 | 0.86 | 0.85 | 0.85 | 0.85 | 0.85 | 0.84 | 0.84 | 0.84 | 0.84 | 0.83 | 0.83 | 0.83 | 0.83 | 0.82 | 0.82 | 0.82 | 0.82 | 0.81 | 0.81 | 0.81 | 0.81 | 0.8 | 0.8 | 0.8 | 0.8 | 0.8 | 0.79 | 0.79 | 0.79 | 0.79 | 0.79 | 0.78 | 0.78 | 0.78 | 0.78 | 0.78 | 0.77 | 0.77 | 0.77 | 0.77 | 0.77 | 0.76 | 0.76 | 0.76 | 0.76 | 0.76 | 0.76 | 0.76 | 0.75 | 0.75 | 0.75 | 0.75 | 0.75 | 0.75 | 0.74 | 0.74 | 0.74 | 0.74 | 0.74 | 0.74 | 0.74 | 0.74 | 0.73 | 0.73 | 0.73 | 0.73 | 0.73 | 0.73 | 0.73 | 0.73 | 0.73 | 0.72 | 0.72 | 0.72 | 0.72 | 0.72 | 0.72 | 0.72 | 0.72 | 0.72 | 0.72 | 0.72 | 0.72 | 0.72 | 0.71 | 0.71 | 0.71 | 0.71 | #N/A | #N/A | #N/A | #N/A | #N/A | #N/A | #N/A | #N/A | #N/A | #N/A
[35 empty] | R410A | 11 | 651 | #N/A | #N/A | #N/A | #N/A | #N/A | #N/A | #N/A | #N/A | #N/A | #N/A | #N/A | #N/A | #N/A | #N/A | #N/A | #N/A | #N/A | #N/A | #N/A | #N/A | #N/A | #N/A | #N/A | #N/A | #N/A | #N/A | #N/A | #N/A | #N/A | #N/A | 0.88 | 0.87 | 0.87 | 0.87 | 0.86 | 0.86 | 0.86 | 0.86 | 0.85 | 0.85 | 0.85 | 0.84 | 0.84 | 0.84 | 0.84 | 0.83 | 0.83 | 0.83 | 0.83 | 0.82 | 0.82 | 0.82 | 0.82 | 0.81 | 0.81 | 0.81 | 0.81 | 0.81 | 0.8 | 0.8 | 0.8 | 0.8 | 0.8 | 0.79 | 0.79 | 0.79 | 0.79 | 0.79 | 0.78 | 0.78 | 0.78 | 0.78 | 0.78 | 0.77 | 0.77 | 0.77 | 0.77 | 0.77 | 0.77 | 0.76 | 0.76 | 0.76 | 0.76 | 0.76 | 0.76 | 0.75 | 0.75 | 0.75 | 0.75 | 0.75 | 0.75 | 0.75 | 0.75 | 0.74 | 0.74 | 0.74 | 0.74 | 0.74 | 0.74 | 0.74 | 0.74 | 0.73 | 0.73 | 0.73 | 0.73 | 0.73 | 0.73 | 0.73 | 0.73 | 0.73 | 0.73 | 0.73 | 0.72 | 0.72 | 0.72 | 0.72 | 0.72 | 0.72 | 0.72 | 0.72 | 0.72 | #N/A | #N/A | #N/A | #N/A | #N/A | #N/A | #N/A | #N/A | #N/A | #N/A
[35 empty] | R410A | 12 | 652 | #N/A | #N/A | #N/A | #N/A | #N/A | #N/A | #N/A | #N/A | #N/A | #N/A | #N/A | #N/A | #N/A | #N/A | #N/A | #N/A | #N/A | #N/A | #N/A | #N/A | #N/A | #N/A | #N/A | #N/A | #N/A | #N/A | #N/A | #N/A | #N/A | #N/A | 0.89 | 0.88 | 0.88 | 0.88 | 0.87 | 0.87 | 0.87 | 0.86 | 0.86 | 0.86 | 0.86 | 0.85 | 0.85 | 0.85 | 0.85 | 0.84 | 0.84 | 0.84 | 0.84 | 0.83 | 0.83 | 0.83 | 0.83 | 0.82 | 0.82 | 0.82 | 0.82 | 0.81 | 0.81 | 0.81 | 0.81 | 0.81 | 0.8 | 0.8 | 0.8 | 0.8 | 0.8 | 0.79 | 0.79 | 0.79 | 0.79 | 0.79 | 0.78 | 0.78 | 0.78 | 0.78 | 0.78 | 0.78 | 0.77 | 0.77 | 0.77 | 0.77 | 0.77 | 0.77 | 0.76 | 0.76 | 0.76 | 0.76 | 0.76 | 0.76 | 0.76 | 0.75 | 0.75 | 0.75 | 0.75 | 0.75 | 0.75 | 0.75 | 0.75 | 0.74 | 0.74 | 0.74 | 0.74 | 0.74 | 0.74 | 0.74 | 0.74 | 0.74 | 0.74 | 0.73 | 0.73 | 0.73 | 0.73 | 0.73 | 0.73 | 0.73 | 0.73 | 0.73 | 0.73 | 0.73 | 0.73 | #N/A | #N/A | #N/A | #N/A | #N/A | #N/A | #N/A | #N/A | #N/A | #N/A
[35 empty] | R410A | 13 | 653 | #N/A | #N/A | #N/A | #N/A | #N/A | #N/A | #N/A | #N/A | #N/A | #N/A | #N/A | #N/A | #N/A | #N/A | #N/A | #N/A | #N/A | #N/A | #N/A | #N/A | #N/A | #N/A | #N/A | #N/A | #N/A | #N/A | #N/A | #N/A | #N/A | #N/A | 0.9 | 0.89 | 0.89 | 0.89 | 0.88 | 0.88 | 0.88 | 0.87 | 0.87 | 0.87 | 0.87 | 0.86 | 0.86 | 0.86 | 0.86 | 0.85 | 0.85 | 0.85 | 0.84 | 0.84 | 0.84 | 0.84 | 0.83 | 0.83 | 0.83 | 0.83 | 0.83 | 0.82 | 0.82 | 0.82 | 0.82 | 0.81 | 0.81 | 0.81 | 0.81 | 0.81 | 0.8 | 0.8 | 0.8 | 0.8 | 0.8 | 0.79 | 0.79 | 0.79 | 0.79 | 0.79 | 0.78 | 0.78 | 0.78 | 0.78 | 0.78 | 0.78 | 0.77 | 0.77 | 0.77 | 0.77 | 0.77 | 0.77 | 0.77 | 0.76 | 0.76 | 0.76 | 0.76 | 0.76 | 0.76 | 0.76 | 0.75 | 0.75 | 0.75 | 0.75 | 0.75 | 0.75 | 0.75 | 0.75 | 0.75 | 0.75 | 0.74 | 0.74 | 0.74 | 0.74 | 0.74 | 0.74 | 0.74 | 0.74 | 0.74 | 0.74 | 0.74 | 0.74 | 0.74 | 0.73 | 0.73 | #N/A | #N/A | #N/A | #N/A | #N/A | #N/A | #N/A | #N/A | #N/A | #N/A
[35 empty] | R410A | 14 | 654 | #N/A | #N/A | #N/A | #N/A | #N/A | #N/A | #N/A | #N/A | #N/A | #N/A | #N/A | #N/A | #N/A | #N/A | #N/A | #N/A | #N/A | #N/A | #N/A | #N/A | #N/A | #N/A | #N/A | #N/A | #N/A | #N/A | #N/A | #N/A | #N/A | #N/A | 0.91 | 0.9 | 0.9 | 0.9 | 0.89 | 0.89 | 0.89 | 0.88 | 0.88 | 0.88 | 0.88 | 0.87 | 0.87 | 0.87 | 0.86 | 0.86 | 0.86 | 0.86 | 0.85 | 0.85 | 0.85 | 0.85 | 0.84 | 0.84 | 0.84 | 0.84 | 0.83 | 0.83 | 0.83 | 0.83 | 0.83 | 0.82 | 0.82 | 0.82 | 0.82 | 0.81 | 0.81 | 0.81 | 0.81 | 0.81 | 0.8 | 0.8 | 0.8 | 0.8 | 0.8 | 0.79 | 0.79 | 0.79 | 0.79 | 0.79 | 0.79 | 0.78 | 0.78 | 0.78 | 0.78 | 0.78 | 0.78 | 0.77 | 0.77 | 0.77 | 0.77 | 0.77 | 0.77 | 0.77 | 0.77 | 0.76 | 0.76 | 0.76 | 0.76 | 0.76 | 0.76 | 0.76 | 0.76 | 0.75 | 0.75 | 0.75 | 0.75 | 0.75 | 0.75 | 0.75 | 0.75 | 0.75 | 0.75 | 0.75 | 0.74 | 0.74 | 0.74 | 0.74 | 0.74 | 0.74 | 0.74 | #N/A | #N/A | #N/A | #N/A | #N/A | #N/A | #N/A | #N/A | #N/A | #N/A
[35 empty] | R410A | 15 | 655 | #N/A | #N/A | #N/A | #N/A | #N/A | #N/A | #N/A | #N/A | #N/A | #N/A | #N/A | #N/A | #N/A | #N/A | #N/A | #N/A | #N/A | #N/A | #N/A | #N/A | #N/A | #N/A | #N/A | #N/A | #N/A | #N/A | #N/A | #N/A | #N/A | #N/A | 0.92 | 0.91 | 0.91 | 0.91 | 0.9 | 0.9 | 0.9 | 0.89 | 0.89 | 0.89 | 0.89 | 0.88 | 0.88 | 0.88 | 0.87 | 0.87 | 0.87 | 0.87 | 0.86 | 0.86 | 0.86 | 0.86 | 0.85 | 0.85 | 0.85 | 0.85 | 0.84 | 0.84 | 0.84 | 0.84 | 0.83 | 0.83 | 0.83 | 0.83 | 0.83 | 0.82 | 0.82 | 0.82 | 0.82 | 0.81 | 0.81 | 0.81 | 0.81 | 0.81 | 0.8 | 0.8 | 0.8 | 0.8 | 0.8 | 0.8 | 0.79 | 0.79 | 0.79 | 0.79 | 0.79 | 0.79 | 0.78 | 0.78 | 0.78 | 0.78 | 0.78 | 0.78 | 0.78 | 0.77 | 0.77 | 0.77 | 0.77 | 0.77 | 0.77 | 0.77 | 0.77 | 0.76 | 0.76 | 0.76 | 0.76 | 0.76 | 0.76 | 0.76 | 0.76 | 0.76 | 0.76 | 0.75 | 0.75 | 0.75 | 0.75 | 0.75 | 0.75 | 0.75 | 0.75 | 0.75 | 0.75 | #N/A | #N/A | #N/A | #N/A | #N/A | #N/A | #N/A | #N/A | #N/A | #N/A
[35 empty] | R410A | 16 | 656 | #N/A | #N/A | #N/A | #N/A | #N/A | #N/A | #N/A | #N/A | #N/A | #N/A | #N/A | #N/A | #N/A | #N/A | #N/A | #N/A | #N/A | #N/A | #N/A | #N/A | #N/A | #N/A | #N/A | #N/A | #N/A | #N/A | #N/A | #N/A | #N/A | #N/A | 0.93 | 0.92 | 0.92 | 0.92 | 0.91 | 0.91 | 0.91 | 0.9 | 0.9 | 0.9 | 0.9 | 0.89 | 0.89 | 0.89 | 0.88 | 0.88 | 0.88 | 0.88 | 0.87 | 0.87 | 0.87 | 0.87 | 0.86 | 0.86 | 0.86 | 0.86 | 0.85 | 0.85 | 0.85 | 0.85 | 0.84 | 0.84 | 0.84 | 0.84 | 0.83 | 0.83 | 0.83 | 0.83 | 0.83 | 0.82 | 0.82 | 0.82 | 0.82 | 0.82 | 0.81 | 0.81 | 0.81 | 0.81 | 0.81 | 0.8 | 0.8 | 0.8 | 0.8 | 0.8 | 0.8 | 0.79 | 0.79 | 0.79 | 0.79 | 0.79 | 0.79 | 0.78 | 0.78 | 0.78 | 0.78 | 0.78 | 0.78 | 0.78 | 0.78 | 0.77 | 0.77 | 0.77 | 0.77 | 0.77 | 0.77 | 0.77 | 0.77 | 0.77 | 0.76 | 0.76 | 0.76 | 0.76 | 0.76 | 0.76 | 0.76 | 0.76 | 0.76 | 0.76 | 0.76 | 0.76 | 0.76 | #N/A | #N/A | #N/A | #N/A | #N/A | #N/A | #N/A | #N/A | #N/A | #N/A
[35 empty] | R410A | 17 | 657 | #N/A | #N/A | #N/A | #N/A | #N/A | #N/A | #N/A | #N/A | #N/A | #N/A | #N/A | #N/A | #N/A | #N/A | #N/A | #N/A | #N/A | #N/A | #N/A | #N/A | #N/A | #N/A | #N/A | #N/A | #N/A | #N/A | #N/A | #N/A | #N/A | #N/A | 0.94 | 0.93 | 0.93 | 0.93 | 0.92 | 0.92 | 0.92 | 0.92 | 0.91 | 0.91 | 0.91 | 0.9 | 0.9 | 0.9 | 0.89 | 0.89 | 0.89 | 0.89 | 0.88 | 0.88 | 0.88 | 0.87 | 0.87 | 0.87 | 0.87 | 0.86 | 0.86 | 0.86 | 0.86 | 0.85 | 0.85 | 0.85 | 0.85 | 0.85 | 0.84 | 0.84 | 0.84 | 0.84 | 0.83 | 0.83 | 0.83 | 0.83 | 0.83 | 0.82 | 0.82 | 0.82 | 0.82 | 0.82 | 0.81 | 0.81 | 0.81 | 0.81 | 0.81 | 0.81 | 0.8 | 0.8 | 0.8 | 0.8 | 0.8 | 0.8 | 0.79 | 0.79 | 0.79 | 0.79 | 0.79 | 0.79 | 0.79 | 0.78 | 0.78 | 0.78 | 0.78 | 0.78 | 0.78 | 0.78 | 0.78 | 0.78 | 0.77 | 0.77 | 0.77 | 0.77 | 0.77 | 0.77 | 0.77 | 0.77 | 0.77 | 0.77 | 0.77 | 0.77 | 0.76 | 0.76 | 0.76 | #N/A | #N/A | #N/A | #N/A | #N/A | #N/A | #N/A | #N/A | #N/A | #N/A
[35 empty] | R410A | 18 | 658 | #N/A | #N/A | #N/A | #N/A | #N/A | #N/A | #N/A | #N/A | #N/A | #N/A | #N/A | #N/A | #N/A | #N/A | #N/A | #N/A | #N/A | #N/A | #N/A | #N/A | #N/A | #N/A | #N/A | #N/A | #N/A | #N/A | #N/A | #N/A | #N/A | #N/A | 0.95 | 0.95 | 0.94 | 0.94 | 0.94 | 0.93 | 0.93 | 0.93 | 0.92 | 0.92 | 0.92 | 0.91 | 0.91 | 0.91 | 0.9 | 0.9 | 0.9 | 0.9 | 0.89 | 0.89 | 0.89 | 0.88 | 0.88 | 0.88 | 0.88 | 0.87 | 0.87 | 0.87 | 0.87 | 0.86 | 0.86 | 0.86 | 0.86 | 0.85 | 0.85 | 0.85 | 0.85 | 0.85 | 0.84 | 0.84 | 0.84 | 0.84 | 0.84 | 0.83 | 0.83 | 0.83 | 0.83 | 0.83 | 0.82 | 0.82 | 0.82 | 0.82 | 0.82 | 0.81 | 0.81 | 0.81 | 0.81 | 0.81 | 0.81 | 0.8 | 0.8 | 0.8 | 0.8 | 0.8 | 0.8 | 0.8 | 0.79 | 0.79 | 0.79 | 0.79 | 0.79 | 0.79 | 0.79 | 0.79 | 0.78 | 0.78 | 0.78 | 0.78 | 0.78 | 0.78 | 0.78 | 0.78 | 0.78 | 0.78 | 0.78 | 0.77 | 0.77 | 0.77 | 0.77 | 0.77 | 0.77 | #N/A | #N/A | #N/A | #N/A | #N/A | #N/A | #N/A | #N/A | #N/A | #N/A
[35 empty] | R410A | 19 | 659 | #N/A | #N/A | #N/A | #N/A | #N/A | #N/A | #N/A | #N/A | #N/A | #N/A | #N/A | #N/A | #N/A | #N/A | #N/A | #N/A | #N/A | #N/A | #N/A | #N/A | #N/A | #N/A | #N/A | #N/A | #N/A | #N/A | #N/A | #N/A | #N/A | #N/A | 0.96 | 0.96 | 0.95 | 0.95 | 0.95 | 0.94 | 0.94 | 0.94 | 0.93 | 0.93 | 0.93 | 0.92 | 0.92 | 0.92 | 0.92 | 0.91 | 0.91 | 0.91 | 0.9 | 0.9 | 0.9 | 0.9 | 0.89 | 0.89 | 0.89 | 0.88 | 0.88 | 0.88 | 0.88 | 0.87 | 0.87 | 0.87 | 0.87 | 0.86 | 0.86 | 0.86 | 0.86 | 0.86 | 0.85 | 0.85 | 0.85 | 0.85 | 0.84 | 0.84 | 0.84 | 0.84 | 0.84 | 0.83 | 0.83 | 0.83 | 0.83 | 0.83 | 0.83 | 0.82 | 0.82 | 0.82 | 0.82 | 0.82 | 0.81 | 0.81 | 0.81 | 0.81 | 0.81 | 0.81 | 0.81 | 0.8 | 0.8 | 0.8 | 0.8 | 0.8 | 0.8 | 0.8 | 0.8 | 0.79 | 0.79 | 0.79 | 0.79 | 0.79 | 0.79 | 0.79 | 0.79 | 0.79 | 0.79 | 0.78 | 0.78 | 0.78 | 0.78 | 0.78 | 0.78 | 0.78 | 0.78 | #N/A | #N/A | #N/A | #N/A | #N/A | #N/A | #N/A | #N/A | #N/A | #N/A
[35 empty] | R410A | 20 | 660 | #N/A | #N/A | #N/A | #N/A | #N/A | #N/A | #N/A | #N/A | #N/A | #N/A | #N/A | #N/A | #N/A | #N/A | #N/A | #N/A | #N/A | #N/A | #N/A | #N/A | #N/A | #N/A | #N/A | #N/A | #N/A | #N/A | #N/A | #N/A | #N/A | #N/A | 0.97 | 0.97 | 0.97 | 0.96 | 0.96 | 0.96 | 0.95 | 0.95 | 0.95 | 0.94 | 0.94 | 0.94 | 0.93 | 0.93 | 0.93 | 0.92 | 0.92 | 0.92 | 0.91 | 0.91 | 0.91 | 0.91 | 0.9 | 0.9 | 0.9 | 0.89 | 0.89 | 0.89 | 0.89 | 0.88 | 0.88 | 0.88 | 0.88 | 0.87 | 0.87 | 0.87 | 0.87 | 0.87 | 0.86 | 0.86 | 0.86 | 0.86 | 0.85 | 0.85 | 0.85 | 0.85 | 0.85 | 0.84 | 0.84 | 0.84 | 0.84 | 0.84 | 0.83 | 0.83 | 0.83 | 0.83 | 0.83 | 0.83 | 0.82 | 0.82 | 0.82 | 0.82 | 0.82 | 0.82 | 0.81 | 0.81 | 0.81 | 0.81 | 0.81 | 0.81 | 0.81 | 0.81 | 0.8 | 0.8 | 0.8 | 0.8 | 0.8 | 0.8 | 0.8 | 0.8 | 0.8 | 0.79 | 0.79 | 0.79 | 0.79 | 0.79 | 0.79 | 0.79 | 0.79 | 0.79 | 0.79 | #N/A | #N/A | #N/A | #N/A | #N/A | #N/A | #N/A | #N/A | #N/A | #N/A
[35 empty] | R410A | 21 | 661 | #N/A | #N/A | #N/A | #N/A | #N/A | #N/A | #N/A | #N/A | #N/A | #N/A | #N/A | #N/A | #N/A | #N/A | #N/A | #N/A | #N/A | #N/A | #N/A | #N/A | #N/A | #N/A | #N/A | #N/A | #N/A | #N/A | #N/A | #N/A | #N/A | #N/A | 0.99 | 0.98 | 0.98 | 0.97 | 0.97 | 0.97 | 0.96 | 0.96 | 0.96 | 0.95 | 0.95 | 0.95 | 0.94 | 0.94 | 0.94 | 0.93 | 0.93 | 0.93 | 0.93 | 0.92 | 0.92 | 0.92 | 0.91 | 0.91 | 0.91 | 0.91 | 0.9 | 0.9 | 0.9 | 0.89 | 0.89 | 0.89 | 0.89 | 0.88 | 0.88 | 0.88 | 0.88 | 0.87 | 0.87 | 0.87 | 0.87 | 0.87 | 0.86 | 0.86 | 0.86 | 0.86 | 0.86 | 0.85 | 0.85 | 0.85 | 0.85 | 0.85 | 0.84 | 0.84 | 0.84 | 0.84 | 0.84 | 0.83 | 0.83 | 0.83 | 0.83 | 0.83 | 0.83 | 0.82 | 0.82 | 0.82 | 0.82 | 0.82 | 0.82 | 0.82 | 0.82 | 0.81 | 0.81 | 0.81 | 0.81 | 0.81 | 0.81 | 0.81 | 0.81 | 0.8 | 0.8 | 0.8 | 0.8 | 0.8 | 0.8 | 0.8 | 0.8 | 0.8 | 0.8 | 0.8 | 0.8 | #N/A | #N/A | #N/A | #N/A | #N/A | #N/A | #N/A | #N/A | #N/A | #N/A
[35 empty] | R410A | 22 | 662 | #N/A | #N/A | #N/A | #N/A | #N/A | #N/A | #N/A | #N/A | #N/A | #N/A | #N/A | #N/A | #N/A | #N/A | #N/A | #N/A | #N/A | #N/A | #N/A | #N/A | #N/A | #N/A | #N/A | #N/A | #N/A | #N/A | #N/A | #N/A | #N/A | #N/A | 1 | 0.99 | 0.99 | 0.99 | 0.98 | 0.98 | 0.98 | 0.97 | 0.97 | 0.97 | 0.96 | 0.96 | 0.96 | 0.95 | 0.95 | 0.95 | 0.94 | 0.94 | 0.94 | 0.93 | 0.93 | 0.93 | 0.92 | 0.92 | 0.92 | 0.92 | 0.91 | 0.91 | 0.91 | 0.91 | 0.9 | 0.9 | 0.9 | 0.9 | 0.89 | 0.89 | 0.89 | 0.89 | 0.88 | 0.88 | 0.88 | 0.88 | 0.87 | 0.87 | 0.87 | 0.87 | 0.87 | 0.86 | 0.86 | 0.86 | 0.86 | 0.86 | 0.85 | 0.85 | 0.85 | 0.85 | 0.85 | 0.84 | 0.84 | 0.84 | 0.84 | 0.84 | 0.84 | 0.83 | 0.83 | 0.83 | 0.83 | 0.83 | 0.83 | 0.83 | 0.82 | 0.82 | 0.82 | 0.82 | 0.82 | 0.82 | 0.82 | 0.82 | 0.81 | 0.81 | 0.81 | 0.81 | 0.81 | 0.81 | 0.81 | 0.81 | 0.81 | 0.81 | 0.81 | 0.81 | 0.8 | #N/A | #N/A | #N/A | #N/A | #N/A | #N/A | #N/A | #N/A | #N/A | #N/A
[35 empty] | R410A | 23 | 663 | #N/A | #N/A | #N/A | #N/A | #N/A | #N/A | #N/A | #N/A | #N/A | #N/A | #N/A | #N/A | #N/A | #N/A | #N/A | #N/A | #N/A | #N/A | #N/A | #N/A | #N/A | #N/A | #N/A | #N/A | #N/A | #N/A | #N/A | #N/A | #N/A | #N/A | 1.01 | 1.01 | 1 | 1 | 1 | 0.99 | 0.99 | 0.99 | 0.98 | 0.98 | 0.97 | 0.97 | 0.97 | 0.96 | 0.96 | 0.96 | 0.95 | 0.95 | 0.95 | 0.95 | 0.94 | 0.94 | 0.94 | 0.93 | 0.93 | 0.93 | 0.92 | 0.92 | 0.92 | 0.92 | 0.91 | 0.91 | 0.91 | 0.91 | 0.9 | 0.9 | 0.9 | 0.9 | 0.89 | 0.89 | 0.89 | 0.89 | 0.88 | 0.88 | 0.88 | 0.88 | 0.88 | 0.87 | 0.87 | 0.87 | 0.87 | 0.86 | 0.86 | 0.86 | 0.86 | 0.86 | 0.86 | 0.85 | 0.85 | 0.85 | 0.85 | 0.85 | 0.85 | 0.84 | 0.84 | 0.84 | 0.84 | 0.84 | 0.84 | 0.83 | 0.83 | 0.83 | 0.83 | 0.83 | 0.83 | 0.83 | 0.83 | 0.82 | 0.82 | 0.82 | 0.82 | 0.82 | 0.82 | 0.82 | 0.82 | 0.82 | 0.82 | 0.82 | 0.81 | 0.81 | 0.81 | #N/A | #N/A | #N/A | #N/A | #N/A | #N/A | #N/A | #N/A | #N/A | #N/A
[35 empty] | R410A | 24 | 664 | #N/A | #N/A | #N/A | #N/A | #N/A | #N/A | #N/A | #N/A | #N/A | #N/A | #N/A | #N/A | #N/A | #N/A | #N/A | #N/A | #N/A | #N/A | #N/A | #N/A | #N/A | #N/A | #N/A | #N/A | #N/A | #N/A | #N/A | #N/A | #N/A | #N/A | 1.02 | 1.02 | 1.02 | 1.01 | 1.01 | 1.01 | 1 | 1 | 0.99 | 0.99 | 0.99 | 0.98 | 0.98 | 0.98 | 0.97 | 0.97 | 0.97 | 0.96 | 0.96 | 0.96 | 0.95 | 0.95 | 0.95 | 0.94 | 0.94 | 0.94 | 0.94 | 0.93 | 0.93 | 0.93 | 0.92 | 0.92 | 0.92 | 0.92 | 0.91 | 0.91 | 0.91 | 0.91 | 0.9 | 0.9 | 0.9 | 0.9 | 0.89 | 0.89 | 0.89 | 0.89 | 0.89 | 0.88 | 0.88 | 0.88 | 0.88 | 0.87 | 0.87 | 0.87 | 0.87 | 0.87 | 0.87 | 0.86 | 0.86 | 0.86 | 0.86 | 0.86 | 0.85 | 0.85 | 0.85 | 0.85 | 0.85 | 0.85 | 0.85 | 0.84 | 0.84 | 0.84 | 0.84 | 0.84 | 0.84 | 0.84 | 0.84 | 0.83 | 0.83 | 0.83 | 0.83 | 0.83 | 0.83 | 0.83 | 0.83 | 0.83 | 0.83 | 0.82 | 0.82 | 0.82 | 0.82 | #N/A | #N/A | #N/A | #N/A | #N/A | #N/A | #N/A | #N/A | #N/A | #N/A
[35 empty] | R410A | 25 | 665 | #N/A | #N/A | #N/A | #N/A | #N/A | #N/A | #N/A | #N/A | #N/A | #N/A | #N/A | #N/A | #N/A | #N/A | #N/A | #N/A | #N/A | #N/A | #N/A | #N/A | #N/A | #N/A | #N/A | #N/A | #N/A | #N/A | #N/A | #N/A | #N/A | #N/A | 1.04 | 1.03 | 1.03 | 1.03 | 1.02 | 1.02 | 1.02 | 1.01 | 1.01 | 1 | 1 | 1 | 0.99 | 0.99 | 0.99 | 0.98 | 0.98 | 0.98 | 0.97 | 0.97 | 0.97 | 0.96 | 0.96 | 0.96 | 0.95 | 0.95 | 0.95 | 0.94 | 0.94 | 0.94 | 0.94 | 0.93 | 0.93 | 0.93 | 0.93 | 0.92 | 0.92 | 0.92 | 0.92 | 0.91 | 0.91 | 0.91 | 0.91 | 0.9 | 0.9 | 0.9 | 0.9 | 0.89 | 0.89 | 0.89 | 0.89 | 0.89 | 0.88 | 0.88 | 0.88 | 0.88 | 0.88 | 0.87 | 0.87 | 0.87 | 0.87 | 0.87 | 0.86 | 0.86 | 0.86 | 0.86 | 0.86 | 0.86 | 0.86 | 0.85 | 0.85 | 0.85 | 0.85 | 0.85 | 0.85 | 0.85 | 0.84 | 0.84 | 0.84 | 0.84 | 0.84 | 0.84 | 0.84 | 0.84 | 0.84 | 0.84 | 0.83 | 0.83 | 0.83 | 0.83 | 0.83 | #N/A | #N/A | #N/A | #N/A | #N/A | #N/A | #N/A | #N/A | #N/A | #N/A
[35 empty] | R410A | 26 | 666 | #N/A | #N/A | #N/A | #N/A | #N/A | #N/A | #N/A | #N/A | #N/A | #N/A | #N/A | #N/A | #N/A | #N/A | #N/A | #N/A | #N/A | #N/A | #N/A | #N/A | #N/A | #N/A | #N/A | #N/A | #N/A | #N/A | #N/A | #N/A | #N/A | #N/A | 1.05 | 1.05 | 1.04 | 1.04 | 1.04 | 1.03 | 1.03 | 1.02 | 1.02 | 1.02 | 1.01 | 1.01 | 1.01 | 1 | 1 | 1 | 0.99 | 0.99 | 0.99 | 0.98 | 0.98 | 0.98 | 0.97 | 0.97 | 0.97 | 0.96 | 0.96 | 0.96 | 0.95 | 0.95 | 0.95 | 0.95 | 0.94 | 0.94 | 0.94 | 0.93 | 0.93 | 0.93 | 0.93 | 0.92 | 0.92 | 0.92 | 0.92 | 0.91 | 0.91 | 0.91 | 0.91 | 0.9 | 0.9 | 0.9 | 0.9 | 0.9 | 0.89 | 0.89 | 0.89 | 0.89 | 0.89 | 0.88 | 0.88 | 0.88 | 0.88 | 0.88 | 0.88 | 0.87 | 0.87 | 0.87 | 0.87 | 0.87 | 0.87 | 0.86 | 0.86 | 0.86 | 0.86 | 0.86 | 0.86 | 0.86 | 0.85 | 0.85 | 0.85 | 0.85 | 0.85 | 0.85 | 0.85 | 0.85 | 0.85 | 0.85 | 0.84 | 0.84 | 0.84 | 0.84 | 0.84 | #N/A | #N/A | #N/A | #N/A | #N/A | #N/A | #N/A | #N/A | #N/A | #N/A
[35 empty] | R410A | 27 | 667 | #N/A | #N/A | #N/A | #N/A | #N/A | #N/A | #N/A | #N/A | #N/A | #N/A | #N/A | #N/A | #N/A | #N/A | #N/A | #N/A | #N/A | #N/A | #N/A | #N/A | #N/A | #N/A | #N/A | #N/A | #N/A | #N/A | #N/A | #N/A | #N/A | #N/A | 1.07 | 1.06 | 1.06 | 1.06 | 1.05 | 1.05 | 1.04 | 1.04 | 1.04 | 1.03 | 1.03 | 1.02 | 1.02 | 1.02 | 1.01 | 1.01 | 1.01 | 1 | 1 | 1 | 0.99 | 0.99 | 0.99 | 0.98 | 0.98 | 0.98 | 0.97 | 0.97 | 0.97 | 0.96 | 0.96 | 0.96 | 0.95 | 0.95 | 0.95 | 0.95 | 0.94 | 0.94 | 0.94 | 0.94 | 0.93 | 0.93 | 0.93 | 0.93 | 0.92 | 0.92 | 0.92 | 0.92 | 0.91 | 0.91 | 0.91 | 0.91 | 0.9 | 0.9 | 0.9 | 0.9 | 0.9 | 0.89 | 0.89 | 0.89 | 0.89 | 0.89 | 0.89 | 0.88 | 0.88 | 0.88 | 0.88 | 0.88 | 0.88 | 0.87 | 0.87 | 0.87 | 0.87 | 0.87 | 0.87 | 0.87 | 0.86 | 0.86 | 0.86 | 0.86 | 0.86 | 0.86 | 0.86 | 0.86 | 0.86 | 0.86 | 0.85 | 0.85 | 0.85 | 0.85 | 0.85 | #N/A | #N/A | #N/A | #N/A | #N/A | #N/A | #N/A | #N/A | #N/A | #N/A
[35 empty] | R410A | 28 | 668 | #N/A | #N/A | #N/A | #N/A | #N/A | #N/A | #N/A | #N/A | #N/A | #N/A | #N/A | #N/A | #N/A | #N/A | #N/A | #N/A | #N/A | #N/A | #N/A | #N/A | #N/A | #N/A | #N/A | #N/A | #N/A | #N/A | #N/A | #N/A | #N/A | #N/A | 1.08 | 1.08 | 1.07 | 1.07 | 1.07 | 1.06 | 1.06 | 1.05 | 1.05 | 1.05 | 1.04 | 1.04 | 1.03 | 1.03 | 1.03 | 1.02 | 1.02 | 1.02 | 1.01 | 1.01 | 1 | 1 | 1 | 0.99 | 0.99 | 0.99 | 0.99 | 0.98 | 0.98 | 0.98 | 0.97 | 0.97 | 0.97 | 0.96 | 0.96 | 0.96 | 0.96 | 0.95 | 0.95 | 0.95 | 0.94 | 0.94 | 0.94 | 0.94 | 0.93 | 0.93 | 0.93 | 0.93 | 0.93 | 0.92 | 0.92 | 0.92 | 0.92 | 0.91 | 0.91 | 0.91 | 0.91 | 0.91 | 0.9 | 0.9 | 0.9 | 0.9 | 0.9 | 0.89 | 0.89 | 0.89 | 0.89 | 0.89 | 0.89 | 0.88 | 0.88 | 0.88 | 0.88 | 0.88 | 0.88 | 0.88 | 0.87 | 0.87 | 0.87 | 0.87 | 0.87 | 0.87 | 0.87 | 0.87 | 0.87 | 0.87 | 0.86 | 0.86 | 0.86 | 0.86 | 0.86 | #N/A | #N/A | #N/A | #N/A | #N/A | #N/A | #N/A | #N/A | #N/A | #N/A
[35 empty] | R410A | 29 | 669 | #N/A | #N/A | #N/A | #N/A | #N/A | #N/A | #N/A | #N/A | #N/A | #N/A | #N/A | #N/A | #N/A | #N/A | #N/A | #N/A | #N/A | #N/A | #N/A | #N/A | #N/A | #N/A | #N/A | #N/A | #N/A | #N/A | #N/A | #N/A | #N/A | #N/A | 1.1 | 1.09 | 1.09 | 1.09 | 1.08 | 1.08 | 1.07 | 1.07 | 1.06 | 1.06 | 1.06 | 1.05 | 1.05 | 1.04 | 1.04 | 1.04 | 1.03 | 1.03 | 1.03 | 1.02 | 1.02 | 1.02 | 1.01 | 1.01 | 1 | 1 | 1 | 1 | 0.99 | 0.99 | 0.99 | 0.98 | 0.98 | 0.98 | 0.97 | 0.97 | 0.97 | 0.97 | 0.96 | 0.96 | 0.96 | 0.95 | 0.95 | 0.95 | 0.95 | 0.94 | 0.94 | 0.94 | 0.94 | 0.93 | 0.93 | 0.93 | 0.93 | 0.93 | 0.92 | 0.92 | 0.92 | 0.92 | 0.92 | 0.91 | 0.91 | 0.91 | 0.91 | 0.91 | 0.9 | 0.9 | 0.9 | 0.9 | 0.9 | 0.9 | 0.89 | 0.89 | 0.89 | 0.89 | 0.89 | 0.89 | 0.89 | 0.88 | 0.88 | 0.88 | 0.88 | 0.88 | 0.88 | 0.88 | 0.88 | 0.88 | 0.87 | 0.87 | 0.87 | 0.87 | 0.87 | #N/A | #N/A | #N/A | #N/A | #N/A | #N/A | #N/A | #N/A | #N/A | #N/A
[35 empty] | R410A | 30 | 670 | #N/A | #N/A | #N/A | #N/A | #N/A | #N/A | #N/A | #N/A | #N/A | #N/A | #N/A | #N/A | #N/A | #N/A | #N/A | #N/A | #N/A | #N/A | #N/A | #N/A | #N/A | #N/A | #N/A | #N/A | #N/A | #N/A | #N/A | #N/A | #N/A | #N/A | 1.11 | 1.11 | 1.11 | 1.1 | 1.1 | 1.09 | 1.09 | 1.08 | 1.08 | 1.08 | 1.07 | 1.07 | 1.06 | 1.06 | 1.06 | 1.05 | 1.05 | 1.04 | 1.04 | 1.04 | 1.03 | 1.03 | 1.03 | 1.02 | 1.02 | 1.02 | 1.01 | 1.01 | 1.01 | 1 | 1 | 1 | 0.99 | 0.99 | 0.99 | 0.98 | 0.98 | 0.98 | 0.98 | 0.97 | 0.97 | 0.97 | 0.96 | 0.96 | 0.96 | 0.96 | 0.95 | 0.95 | 0.95 | 0.95 | 0.94 | 0.94 | 0.94 | 0.94 | 0.94 | 0.93 | 0.93 | 0.93 | 0.93 | 0.92 | 0.92 | 0.92 | 0.92 | 0.92 | 0.92 | 0.91 | 0.91 | 0.91 | 0.91 | 0.91 | 0.91 | 0.9 | 0.9 | 0.9 | 0.9 | 0.9 | 0.9 | 0.9 | 0.89 | 0.89 | 0.89 | 0.89 | 0.89 | 0.89 | 0.89 | 0.89 | 0.89 | 0.88 | 0.88 | 0.88 | 0.88 | #N/A | #N/A | #N/A | #N/A | #N/A | #N/A | #N/A | #N/A | #N/A | #N/A
[35 empty] | R410A | 31 | 671 | #N/A | #N/A | #N/A | #N/A | #N/A | #N/A | #N/A | #N/A | #N/A | #N/A | #N/A | #N/A | #N/A | #N/A | #N/A | #N/A | #N/A | #N/A | #N/A | #N/A | #N/A | #N/A | #N/A | #N/A | #N/A | #N/A | #N/A | #N/A | #N/A | #N/A | 1.13 | 1.13 | 1.12 | 1.12 | 1.11 | 1.11 | 1.1 | 1.1 | 1.1 | 1.09 | 1.09 | 1.08 | 1.08 | 1.07 | 1.07 | 1.07 | 1.06 | 1.06 | 1.05 | 1.05 | 1.05 | 1.04 | 1.04 | 1.04 | 1.03 | 1.03 | 1.03 | 1.02 | 1.02 | 1.02 | 1.01 | 1.01 | 1.01 | 1 | 1 | 1 | 0.99 | 0.99 | 0.99 | 0.99 | 0.98 | 0.98 | 0.98 | 0.97 | 0.97 | 0.97 | 0.97 | 0.96 | 0.96 | 0.96 | 0.96 | 0.95 | 0.95 | 0.95 | 0.95 | 0.95 | 0.94 | 0.94 | 0.94 | 0.94 | 0.93 | 0.93 | 0.93 | 0.93 | 0.93 | 0.93 | 0.92 | 0.92 | 0.92 | 0.92 | 0.92 | 0.91 | 0.91 | 0.91 | 0.91 | 0.91 | 0.91 | 0.91 | 0.91 | 0.9 | 0.9 | 0.9 | 0.9 | 0.9 | 0.9 | 0.9 | 0.9 | 0.9 | 0.89 | 0.89 | 0.89 | #N/A | #N/A | #N/A | #N/A | #N/A | #N/A | #N/A | #N/A | #N/A | #N/A
[35 empty] | R410A | 32 | 672 | #N/A | #N/A | #N/A | #N/A | #N/A | #N/A | #N/A | #N/A | #N/A | #N/A | #N/A | #N/A | #N/A | #N/A | #N/A | #N/A | #N/A | #N/A | #N/A | #N/A | #N/A | #N/A | #N/A | #N/A | #N/A | #N/A | #N/A | #N/A | #N/A | #N/A | 1.15 | 1.14 | 1.14 | 1.13 | 1.13 | 1.13 | 1.12 | 1.12 | 1.11 | 1.11 | 1.1 | 1.1 | 1.09 | 1.09 | 1.09 | 1.08 | 1.08 | 1.07 | 1.07 | 1.07 | 1.06 | 1.06 | 1.05 | 1.05 | 1.05 | 1.04 | 1.04 | 1.04 | 1.03 | 1.03 | 1.03 | 1.02 | 1.02 | 1.02 | 1.01 | 1.01 | 1.01 | 1 | 1 | 1 | 1 | 0.99 | 0.99 | 0.99 | 0.98 | 0.98 | 0.98 | 0.98 | 0.97 | 0.97 | 0.97 | 0.97 | 0.96 | 0.96 | 0.96 | 0.96 | 0.96 | 0.95 | 0.95 | 0.95 | 0.95 | 0.94 | 0.94 | 0.94 | 0.94 | 0.94 | 0.94 | 0.93 | 0.93 | 0.93 | 0.93 | 0.93 | 0.93 | 0.92 | 0.92 | 0.92 | 0.92 | 0.92 | 0.92 | 0.92 | 0.91 | 0.91 | 0.91 | 0.91 | 0.91 | 0.91 | 0.91 | 0.91 | 0.91 | 0.91 | 0.9 | #N/A | #N/A | #N/A | #N/A | #N/A | #N/A | #N/A | #N/A | #N/A | #N/A
[35 empty] | R410A | 33 | 673 | #N/A | #N/A | #N/A | #N/A | #N/A | #N/A | #N/A | #N/A | #N/A | #N/A | #N/A | #N/A | #N/A | #N/A | #N/A | #N/A | #N/A | #N/A | #N/A | #N/A | #N/A | #N/A | #N/A | #N/A | #N/A | #N/A | #N/A | #N/A | #N/A | #N/A | 1.17 | 1.16 | 1.16 | 1.15 | 1.15 | 1.14 | 1.14 | 1.13 | 1.13 | 1.12 | 1.12 | 1.11 | 1.11 | 1.11 | 1.1 | 1.1 | 1.09 | 1.09 | 1.09 | 1.08 | 1.08 | 1.07 | 1.07 | 1.07 | 1.06 | 1.06 | 1.06 | 1.05 | 1.05 | 1.04 | 1.04 | 1.04 | 1.03 | 1.03 | 1.03 | 1.02 | 1.02 | 1.02 | 1.02 | 1.01 | 1.01 | 1.01 | 1 | 1 | 1 | 1 | 0.99 | 0.99 | 0.99 | 0.98 | 0.98 | 0.98 | 0.98 | 0.98 | 0.97 | 0.97 | 0.97 | 0.97 | 0.96 | 0.96 | 0.96 | 0.96 | 0.96 | 0.95 | 0.95 | 0.95 | 0.95 | 0.95 | 0.94 | 0.94 | 0.94 | 0.94 | 0.94 | 0.94 | 0.93 | 0.93 | 0.93 | 0.93 | 0.93 | 0.93 | 0.93 | 0.92 | 0.92 | 0.92 | 0.92 | 0.92 | 0.92 | 0.92 | 0.92 | 0.92 | 0.92 | #N/A | #N/A | #N/A | #N/A | #N/A | #N/A | #N/A | #N/A | #N/A | #N/A
[35 empty] | R410A | 34 | 674 | #N/A | #N/A | #N/A | #N/A | #N/A | #N/A | #N/A | #N/A | #N/A | #N/A | #N/A | #N/A | #N/A | #N/A | #N/A | #N/A | #N/A | #N/A | #N/A | #N/A | #N/A | #N/A | #N/A | #N/A | #N/A | #N/A | #N/A | #N/A | #N/A | #N/A | 1.19 | 1.18 | 1.18 | 1.17 | 1.17 | 1.16 | 1.16 | 1.15 | 1.15 | 1.14 | 1.14 | 1.13 | 1.13 | 1.12 | 1.12 | 1.11 | 1.11 | 1.11 | 1.1 | 1.1 | 1.09 | 1.09 | 1.09 | 1.08 | 1.08 | 1.07 | 1.07 | 1.07 | 1.06 | 1.06 | 1.06 | 1.05 | 1.05 | 1.05 | 1.04 | 1.04 | 1.04 | 1.03 | 1.03 | 1.03 | 1.02 | 1.02 | 1.02 | 1.01 | 1.01 | 1.01 | 1.01 | 1 | 1 | 1 | 1 | 0.99 | 0.99 | 0.99 | 0.99 | 0.98 | 0.98 | 0.98 | 0.98 | 0.97 | 0.97 | 0.97 | 0.97 | 0.97 | 0.96 | 0.96 | 0.96 | 0.96 | 0.96 | 0.95 | 0.95 | 0.95 | 0.95 | 0.95 | 0.95 | 0.94 | 0.94 | 0.94 | 0.94 | 0.94 | 0.94 | 0.94 | 0.94 | 0.93 | 0.93 | 0.93 | 0.93 | 0.93 | 0.93 | 0.93 | 0.93 | #N/A | #N/A | #N/A | #N/A | #N/A | #N/A | #N/A | #N/A | #N/A | #N/A
[35 empty] | R410A | 35 | 675 | #N/A | #N/A | #N/A | #N/A | #N/A | #N/A | #N/A | #N/A | #N/A | #N/A | #N/A | #N/A | #N/A | #N/A | #N/A | #N/A | #N/A | #N/A | #N/A | #N/A | #N/A | #N/A | #N/A | #N/A | #N/A | #N/A | #N/A | #N/A | #N/A | #N/A | 1.2 | 1.2 | 1.19 | 1.19 | 1.18 | 1.18 | 1.17 | 1.17 | 1.16 | 1.16 | 1.15 | 1.15 | 1.15 | 1.14 | 1.14 | 1.13 | 1.13 | 1.12 | 1.12 | 1.11 | 1.11 | 1.11 | 1.1 | 1.1 | 1.09 | 1.09 | 1.09 | 1.08 | 1.08 | 1.08 | 1.07 | 1.07 | 1.06 | 1.06 | 1.06 | 1.05 | 1.05 | 1.05 | 1.04 | 1.04 | 1.04 | 1.04 | 1.03 | 1.03 | 1.03 | 1.02 | 1.02 | 1.02 | 1.02 | 1.01 | 1.01 | 1.01 | 1 | 1 | 1 | 1 | 0.99 | 0.99 | 0.99 | 0.99 | 0.99 | 0.98 | 0.98 | 0.98 | 0.98 | 0.98 | 0.97 | 0.97 | 0.97 | 0.97 | 0.97 | 0.96 | 0.96 | 0.96 | 0.96 | 0.96 | 0.96 | 0.95 | 0.95 | 0.95 | 0.95 | 0.95 | 0.95 | 0.95 | 0.95 | 0.94 | 0.94 | 0.94 | 0.94 | 0.94 | 0.94 | #N/A | #N/A | #N/A | #N/A | #N/A | #N/A | #N/A | #N/A | #N/A | #N/A
[35 empty] | R410A | 36 | 676 | #N/A | #N/A | #N/A | #N/A | #N/A | #N/A | #N/A | #N/A | #N/A | #N/A | #N/A | #N/A | #N/A | #N/A | #N/A | #N/A | #N/A | #N/A | #N/A | #N/A | #N/A | #N/A | #N/A | #N/A | #N/A | #N/A | #N/A | #N/A | #N/A | #N/A | 1.22 | 1.22 | 1.21 | 1.21 | 1.2 | 1.2 | 1.19 | 1.19 | 1.18 | 1.18 | 1.17 | 1.17 | 1.16 | 1.16 | 1.15 | 1.15 | 1.14 | 1.14 | 1.14 | 1.13 | 1.13 | 1.12 | 1.12 | 1.12 | 1.11 | 1.11 | 1.1 | 1.1 | 1.1 | 1.09 | 1.09 | 1.08 | 1.08 | 1.08 | 1.07 | 1.07 | 1.07 | 1.06 | 1.06 | 1.06 | 1.05 | 1.05 | 1.05 | 1.04 | 1.04 | 1.04 | 1.04 | 1.03 | 1.03 | 1.03 | 1.02 | 1.02 | 1.02 | 1.02 | 1.01 | 1.01 | 1.01 | 1.01 | 1 | 1 | 1 | 1 | 1 | 0.99 | 0.99 | 0.99 | 0.99 | 0.98 | 0.98 | 0.98 | 0.98 | 0.98 | 0.98 | 0.97 | 0.97 | 0.97 | 0.97 | 0.97 | 0.97 | 0.96 | 0.96 | 0.96 | 0.96 | 0.96 | 0.96 | 0.96 | 0.96 | 0.96 | 0.95 | 0.95 | 0.95 | #N/A | #N/A | #N/A | #N/A | #N/A | #N/A | #N/A | #N/A | #N/A | #N/A
[35 empty] | R410A | 37 | 677 | #N/A | #N/A | #N/A | #N/A | #N/A | #N/A | #N/A | #N/A | #N/A | #N/A | #N/A | #N/A | #N/A | #N/A | #N/A | #N/A | #N/A | #N/A | #N/A | #N/A | #N/A | #N/A | #N/A | #N/A | #N/A | #N/A | #N/A | #N/A | #N/A | #N/A | 1.25 | 1.24 | 1.23 | 1.23 | 1.22 | 1.22 | 1.21 | 1.21 | 1.2 | 1.2 | 1.19 | 1.19 | 1.18 | 1.18 | 1.17 | 1.17 | 1.16 | 1.16 | 1.15 | 1.15 | 1.15 | 1.14 | 1.14 | 1.13 | 1.13 | 1.12 | 1.12 | 1.12 | 1.11 | 1.11 | 1.1 | 1.1 | 1.1 | 1.09 | 1.09 | 1.09 | 1.08 | 1.08 | 1.08 | 1.07 | 1.07 | 1.07 | 1.06 | 1.06 | 1.06 | 1.05 | 1.05 | 1.05 | 1.04 | 1.04 | 1.04 | 1.04 | 1.03 | 1.03 | 1.03 | 1.03 | 1.02 | 1.02 | 1.02 | 1.02 | 1.01 | 1.01 | 1.01 | 1.01 | 1 | 1 | 1 | 1 | 1 | 0.99 | 0.99 | 0.99 | 0.99 | 0.99 | 0.99 | 0.98 | 0.98 | 0.98 | 0.98 | 0.98 | 0.98 | 0.98 | 0.97 | 0.97 | 0.97 | 0.97 | 0.97 | 0.97 | 0.97 | 0.97 | 0.97 | #N/A | #N/A | #N/A | #N/A | #N/A | #N/A | #N/A | #N/A | #N/A | #N/A
[35 empty] | R410A | 38 | 678 | #N/A | #N/A | #N/A | #N/A | #N/A | #N/A | #N/A | #N/A | #N/A | #N/A | #N/A | #N/A | #N/A | #N/A | #N/A | #N/A | #N/A | #N/A | #N/A | #N/A | #N/A | #N/A | #N/A | #N/A | #N/A | #N/A | #N/A | #N/A | #N/A | #N/A | 1.27 | 1.26 | 1.26 | 1.25 | 1.24 | 1.24 | 1.23 | 1.23 | 1.22 | 1.22 | 1.21 | 1.21 | 1.2 | 1.2 | 1.19 | 1.19 | 1.18 | 1.18 | 1.17 | 1.17 | 1.16 | 1.16 | 1.15 | 1.15 | 1.15 | 1.14 | 1.14 | 1.13 | 1.13 | 1.13 | 1.12 | 1.12 | 1.11 | 1.11 | 1.11 | 1.1 | 1.1 | 1.1 | 1.09 | 1.09 | 1.09 | 1.08 | 1.08 | 1.08 | 1.07 | 1.07 | 1.07 | 1.06 | 1.06 | 1.06 | 1.05 | 1.05 | 1.05 | 1.05 | 1.04 | 1.04 | 1.04 | 1.04 | 1.03 | 1.03 | 1.03 | 1.03 | 1.02 | 1.02 | 1.02 | 1.02 | 1.02 | 1.01 | 1.01 | 1.01 | 1.01 | 1.01 | 1 | 1 | 1 | 1 | 1 | 1 | 0.99 | 0.99 | 0.99 | 0.99 | 0.99 | 0.99 | 0.99 | 0.98 | 0.98 | 0.98 | 0.98 | 0.98 | 0.98 | #N/A | #N/A | #N/A | #N/A | #N/A | #N/A | #N/A | #N/A | #N/A | #N/A
[35 empty] | R410A | 39 | 679 | #N/A | #N/A | #N/A | #N/A | #N/A | #N/A | #N/A | #N/A | #N/A | #N/A | #N/A | #N/A | #N/A | #N/A | #N/A | #N/A | #N/A | #N/A | #N/A | #N/A | #N/A | #N/A | #N/A | #N/A | #N/A | #N/A | #N/A | #N/A | #N/A | #N/A | 1.29 | 1.28 | 1.28 | 1.27 | 1.27 | 1.26 | 1.25 | 1.25 | 1.24 | 1.24 | 1.23 | 1.23 | 1.22 | 1.22 | 1.21 | 1.21 | 1.2 | 1.2 | 1.19 | 1.19 | 1.18 | 1.18 | 1.17 | 1.17 | 1.16 | 1.16 | 1.16 | 1.15 | 1.15 | 1.14 | 1.14 | 1.14 | 1.13 | 1.13 | 1.12 | 1.12 | 1.12 | 1.11 | 1.11 | 1.11 | 1.1 | 1.1 | 1.1 | 1.09 | 1.09 | 1.09 | 1.08 | 1.08 | 1.08 | 1.07 | 1.07 | 1.07 | 1.06 | 1.06 | 1.06 | 1.06 | 1.05 | 1.05 | 1.05 | 1.05 | 1.04 | 1.04 | 1.04 | 1.04 | 1.03 | 1.03 | 1.03 | 1.03 | 1.03 | 1.02 | 1.02 | 1.02 | 1.02 | 1.02 | 1.01 | 1.01 | 1.01 | 1.01 | 1.01 | 1.01 | 1 | 1 | 1 | 1 | 1 | 1 | 1 | 1 | 1 | 0.99 | 0.99 | #N/A | #N/A | #N/A | #N/A | #N/A | #N/A | #N/A | #N/A | #N/A | #N/A
[35 empty] | R410A | 40 | 680 | #N/A | #N/A | #N/A | #N/A | #N/A | #N/A | #N/A | #N/A | #N/A | #N/A | #N/A | #N/A | #N/A | #N/A | #N/A | #N/A | #N/A | #N/A | #N/A | #N/A | #N/A | #N/A | #N/A | #N/A | #N/A | #N/A | #N/A | #N/A | #N/A | #N/A | 1.31 | 1.31 | 1.3 | 1.29 | 1.29 | 1.28 | 1.28 | 1.27 | 1.26 | 1.26 | 1.25 | 1.25 | 1.24 | 1.24 | 1.23 | 1.23 | 1.22 | 1.22 | 1.21 | 1.21 | 1.2 | 1.2 | 1.19 | 1.19 | 1.18 | 1.18 | 1.18 | 1.17 | 1.17 | 1.16 | 1.16 | 1.15 | 1.15 | 1.15 | 1.14 | 1.14 | 1.13 | 1.13 | 1.13 | 1.12 | 1.12 | 1.12 | 1.11 | 1.11 | 1.11 | 1.1 | 1.1 | 1.1 | 1.09 | 1.09 | 1.09 | 1.08 | 1.08 | 1.08 | 1.08 | 1.07 | 1.07 | 1.07 | 1.06 | 1.06 | 1.06 | 1.06 | 1.05 | 1.05 | 1.05 | 1.05 | 1.05 | 1.04 | 1.04 | 1.04 | 1.04 | 1.04 | 1.03 | 1.03 | 1.03 | 1.03 | 1.03 | 1.02 | 1.02 | 1.02 | 1.02 | 1.02 | 1.02 | 1.02 | 1.01 | 1.01 | 1.01 | 1.01 | 1.01 | 1.01 | 1.01 | #N/A | #N/A | #N/A | #N/A | #N/A | #N/A | #N/A | #N/A | #N/A | #N/A
[35 empty] | R410A | 41 | 681 | #N/A | #N/A | #N/A | #N/A | #N/A | #N/A | #N/A | #N/A | #N/A | #N/A | #N/A | #N/A | #N/A | #N/A | #N/A | #N/A | #N/A | #N/A | #N/A | #N/A | #N/A | #N/A | #N/A | #N/A | #N/A | #N/A | #N/A | #N/A | #N/A | #N/A | 1.34 | 1.33 | 1.32 | 1.32 | 1.31 | 1.31 | 1.3 | 1.29 | 1.29 | 1.28 | 1.28 | 1.27 | 1.27 | 1.26 | 1.25 | 1.25 | 1.24 | 1.24 | 1.23 | 1.23 | 1.22 | 1.22 | 1.21 | 1.21 | 1.2 | 1.2 | 1.2 | 1.19 | 1.19 | 1.18 | 1.18 | 1.17 | 1.17 | 1.17 | 1.16 | 1.16 | 1.15 | 1.15 | 1.15 | 1.14 | 1.14 | 1.13 | 1.13 | 1.13 | 1.12 | 1.12 | 1.12 | 1.11 | 1.11 | 1.11 | 1.1 | 1.1 | 1.1 | 1.1 | 1.09 | 1.09 | 1.09 | 1.08 | 1.08 | 1.08 | 1.08 | 1.07 | 1.07 | 1.07 | 1.07 | 1.06 | 1.06 | 1.06 | 1.06 | 1.06 | 1.05 | 1.05 | 1.05 | 1.05 | 1.05 | 1.04 | 1.04 | 1.04 | 1.04 | 1.04 | 1.04 | 1.03 | 1.03 | 1.03 | 1.03 | 1.03 | 1.03 | 1.03 | 1.03 | 1.02 | 1.02 | #N/A | #N/A | #N/A | #N/A | #N/A | #N/A | #N/A | #N/A | #N/A | #N/A
[35 empty] | R410A | 42 | 682 | #N/A | #N/A | #N/A | #N/A | #N/A | #N/A | #N/A | #N/A | #N/A | #N/A | #N/A | #N/A | #N/A | #N/A | #N/A | #N/A | #N/A | #N/A | #N/A | #N/A | #N/A | #N/A | #N/A | #N/A | #N/A | #N/A | #N/A | #N/A | #N/A | #N/A | 1.36 | 1.36 | 1.35 | 1.34 | 1.34 | 1.33 | 1.32 | 1.32 | 1.31 | 1.31 | 1.3 | 1.29 | 1.29 | 1.28 | 1.28 | 1.27 | 1.27 | 1.26 | 1.26 | 1.25 | 1.25 | 1.24 | 1.24 | 1.23 | 1.23 | 1.22 | 1.22 | 1.21 | 1.21 | 1.2 | 1.2 | 1.19 | 1.19 | 1.18 | 1.18 | 1.18 | 1.17 | 1.17 | 1.16 | 1.16 | 1.16 | 1.15 | 1.15 | 1.15 | 1.14 | 1.14 | 1.14 | 1.13 | 1.13 | 1.13 | 1.12 | 1.12 | 1.12 | 1.11 | 1.11 | 1.11 | 1.1 | 1.1 | 1.1 | 1.1 | 1.09 | 1.09 | 1.09 | 1.09 | 1.08 | 1.08 | 1.08 | 1.08 | 1.07 | 1.07 | 1.07 | 1.07 | 1.07 | 1.06 | 1.06 | 1.06 | 1.06 | 1.06 | 1.05 | 1.05 | 1.05 | 1.05 | 1.05 | 1.05 | 1.05 | 1.04 | 1.04 | 1.04 | 1.04 | 1.04 | 1.04 | #N/A | #N/A | #N/A | #N/A | #N/A | #N/A | #N/A | #N/A | #N/A | #N/A
[35 empty] | R410A | 43 | 683 | #N/A | #N/A | #N/A | #N/A | #N/A | #N/A | #N/A | #N/A | #N/A | #N/A | #N/A | #N/A | #N/A | #N/A | #N/A | #N/A | #N/A | #N/A | #N/A | #N/A | #N/A | #N/A | #N/A | #N/A | #N/A | #N/A | #N/A | #N/A | #N/A | #N/A | 1.39 | 1.38 | 1.37 | 1.37 | 1.36 | 1.35 | 1.35 | 1.34 | 1.34 | 1.33 | 1.32 | 1.32 | 1.31 | 1.31 | 1.3 | 1.29 | 1.29 | 1.28 | 1.28 | 1.27 | 1.27 | 1.26 | 1.26 | 1.25 | 1.25 | 1.24 | 1.24 | 1.23 | 1.23 | 1.22 | 1.22 | 1.21 | 1.21 | 1.21 | 1.2 | 1.2 | 1.19 | 1.19 | 1.18 | 1.18 | 1.18 | 1.17 | 1.17 | 1.17 | 1.16 | 1.16 | 1.15 | 1.15 | 1.15 | 1.14 | 1.14 | 1.14 | 1.13 | 1.13 | 1.13 | 1.13 | 1.12 | 1.12 | 1.12 | 1.11 | 1.11 | 1.11 | 1.11 | 1.1 | 1.1 | 1.1 | 1.1 | 1.09 | 1.09 | 1.09 | 1.09 | 1.08 | 1.08 | 1.08 | 1.08 | 1.08 | 1.07 | 1.07 | 1.07 | 1.07 | 1.07 | 1.07 | 1.06 | 1.06 | 1.06 | 1.06 | 1.06 | 1.06 | 1.06 | 1.06 | 1.05 | #N/A | #N/A | #N/A | #N/A | #N/A | #N/A | #N/A | #N/A | #N/A | #N/A
[35 empty] | R410A | 44 | 684 | #N/A | #N/A | #N/A | #N/A | #N/A | #N/A | #N/A | #N/A | #N/A | #N/A | #N/A | #N/A | #N/A | #N/A | #N/A | #N/A | #N/A | #N/A | #N/A | #N/A | #N/A | #N/A | #N/A | #N/A | #N/A | #N/A | #N/A | #N/A | #N/A | #N/A | 1.42 | 1.41 | 1.4 | 1.39 | 1.39 | 1.38 | 1.37 | 1.37 | 1.36 | 1.36 | 1.35 | 1.34 | 1.34 | 1.33 | 1.32 | 1.32 | 1.31 | 1.31 | 1.3 | 1.3 | 1.29 | 1.29 | 1.28 | 1.27 | 1.27 | 1.26 | 1.26 | 1.25 | 1.25 | 1.25 | 1.24 | 1.24 | 1.23 | 1.23 | 1.22 | 1.22 | 1.21 | 1.21 | 1.21 | 1.2 | 1.2 | 1.19 | 1.19 | 1.19 | 1.18 | 1.18 | 1.17 | 1.17 | 1.17 | 1.16 | 1.16 | 1.16 | 1.15 | 1.15 | 1.15 | 1.14 | 1.14 | 1.14 | 1.14 | 1.13 | 1.13 | 1.13 | 1.12 | 1.12 | 1.12 | 1.12 | 1.11 | 1.11 | 1.11 | 1.11 | 1.1 | 1.1 | 1.1 | 1.1 | 1.1 | 1.09 | 1.09 | 1.09 | 1.09 | 1.09 | 1.08 | 1.08 | 1.08 | 1.08 | 1.08 | 1.08 | 1.08 | 1.07 | 1.07 | 1.07 | 1.07 | #N/A | #N/A | #N/A | #N/A | #N/A | #N/A | #N/A | #N/A | #N/A | #N/A
[35 empty] | R410A | 45 | 685 | #N/A | #N/A | #N/A | #N/A | #N/A | #N/A | #N/A | #N/A | #N/A | #N/A | #N/A | #N/A | #N/A | #N/A | #N/A | #N/A | #N/A | #N/A | #N/A | #N/A | #N/A | #N/A | #N/A | #N/A | #N/A | #N/A | #N/A | #N/A | #N/A | #N/A | 1.45 | 1.44 | 1.43 | 1.42 | 1.42 | 1.41 | 1.4 | 1.4 | 1.39 | 1.38 | 1.38 | 1.37 | 1.36 | 1.36 | 1.35 | 1.34 | 1.34 | 1.33 | 1.33 | 1.32 | 1.32 | 1.31 | 1.3 | 1.3 | 1.29 | 1.29 | 1.28 | 1.28 | 1.27 | 1.27 | 1.26 | 1.26 | 1.25 | 1.25 | 1.24 | 1.24 | 1.24 | 1.23 | 1.23 | 1.22 | 1.22 | 1.21 | 1.21 | 1.21 | 1.2 | 1.2 | 1.19 | 1.19 | 1.19 | 1.18 | 1.18 | 1.18 | 1.17 | 1.17 | 1.17 | 1.16 | 1.16 | 1.16 | 1.15 | 1.15 | 1.15 | 1.15 | 1.14 | 1.14 | 1.14 | 1.13 | 1.13 | 1.13 | 1.13 | 1.12 | 1.12 | 1.12 | 1.12 | 1.12 | 1.11 | 1.11 | 1.11 | 1.11 | 1.11 | 1.1 | 1.1 | 1.1 | 1.1 | 1.1 | 1.1 | 1.09 | 1.09 | 1.09 | 1.09 | 1.09 | 1.09 | #N/A | #N/A | #N/A | #N/A | #N/A | #N/A | #N/A | #N/A | #N/A | #N/A
[35 empty] | R410A | 46 | 686 | #N/A | #N/A | #N/A | #N/A | #N/A | #N/A | #N/A | #N/A | #N/A | #N/A | #N/A | #N/A | #N/A | #N/A | #N/A | #N/A | #N/A | #N/A | #N/A | #N/A | #N/A | #N/A | #N/A | #N/A | #N/A | #N/A | #N/A | #N/A | #N/A | #N/A | 1.48 | 1.47 | 1.46 | 1.45 | 1.45 | 1.44 | 1.43 | 1.42 | 1.42 | 1.41 | 1.4 | 1.4 | 1.39 | 1.38 | 1.38 | 1.37 | 1.36 | 1.36 | 1.35 | 1.35 | 1.34 | 1.34 | 1.33 | 1.32 | 1.32 | 1.31 | 1.31 | 1.3 | 1.3 | 1.29 | 1.29 | 1.28 | 1.28 | 1.27 | 1.27 | 1.26 | 1.26 | 1.25 | 1.25 | 1.25 | 1.24 | 1.24 | 1.23 | 1.23 | 1.22 | 1.22 | 1.22 | 1.21 | 1.21 | 1.21 | 1.2 | 1.2 | 1.19 | 1.19 | 1.19 | 1.18 | 1.18 | 1.18 | 1.17 | 1.17 | 1.17 | 1.17 | 1.16 | 1.16 | 1.16 | 1.15 | 1.15 | 1.15 | 1.15 | 1.14 | 1.14 | 1.14 | 1.14 | 1.13 | 1.13 | 1.13 | 1.13 | 1.13 | 1.12 | 1.12 | 1.12 | 1.12 | 1.12 | 1.12 | 1.11 | 1.11 | 1.11 | 1.11 | 1.11 | 1.11 | 1.11 | #N/A | #N/A | #N/A | #N/A | #N/A | #N/A | #N/A | #N/A | #N/A | #N/A
[35 empty] | R410A | 47 | 687 | #N/A | #N/A | #N/A | #N/A | #N/A | #N/A | #N/A | #N/A | #N/A | #N/A | #N/A | #N/A | #N/A | #N/A | #N/A | #N/A | #N/A | #N/A | #N/A | #N/A | #N/A | #N/A | #N/A | #N/A | #N/A | #N/A | #N/A | #N/A | #N/A | #N/A | 1.51 | 1.5 | 1.49 | 1.48 | 1.48 | 1.47 | 1.46 | 1.45 | 1.45 | 1.44 | 1.43 | 1.43 | 1.42 | 1.41 | 1.41 | 1.4 | 1.39 | 1.39 | 1.38 | 1.37 | 1.37 | 1.36 | 1.36 | 1.35 | 1.34 | 1.34 | 1.33 | 1.33 | 1.32 | 1.32 | 1.31 | 1.31 | 1.3 | 1.3 | 1.29 | 1.29 | 1.28 | 1.28 | 1.27 | 1.27 | 1.26 | 1.26 | 1.26 | 1.25 | 1.25 | 1.24 | 1.24 | 1.23 | 1.23 | 1.23 | 1.22 | 1.22 | 1.22 | 1.21 | 1.21 | 1.21 | 1.2 | 1.2 | 1.2 | 1.19 | 1.19 | 1.19 | 1.18 | 1.18 | 1.18 | 1.17 | 1.17 | 1.17 | 1.17 | 1.16 | 1.16 | 1.16 | 1.16 | 1.15 | 1.15 | 1.15 | 1.15 | 1.15 | 1.14 | 1.14 | 1.14 | 1.14 | 1.14 | 1.14 | 1.13 | 1.13 | 1.13 | 1.13 | 1.13 | 1.13 | 1.13 | #N/A | #N/A | #N/A | #N/A | #N/A | #N/A | #N/A | #N/A | #N/A | #N/A
[35 empty] | R410A | 48 | 688 | #N/A | #N/A | #N/A | #N/A | #N/A | #N/A | #N/A | #N/A | #N/A | #N/A | #N/A | #N/A | #N/A | #N/A | #N/A | #N/A | #N/A | #N/A | #N/A | #N/A | #N/A | #N/A | #N/A | #N/A | #N/A | #N/A | #N/A | #N/A | #N/A | #N/A | 1.54 | 1.53 | 1.52 | 1.52 | 1.51 | 1.5 | 1.49 | 1.49 | 1.48 | 1.47 | 1.46 | 1.46 | 1.45 | 1.44 | 1.43 | 1.43 | 1.42 | 1.41 | 1.41 | 1.4 | 1.4 | 1.39 | 1.38 | 1.38 | 1.37 | 1.37 | 1.36 | 1.35 | 1.35 | 1.34 | 1.34 | 1.33 | 1.33 | 1.32 | 1.32 | 1.31 | 1.31 | 1.3 | 1.3 | 1.29 | 1.29 | 1.28 | 1.28 | 1.28 | 1.27 | 1.27 | 1.26 | 1.26 | 1.25 | 1.25 | 1.25 | 1.24 | 1.24 | 1.24 | 1.23 | 1.23 | 1.22 | 1.22 | 1.22 | 1.21 | 1.21 | 1.21 | 1.2 | 1.2 | 1.2 | 1.2 | 1.19 | 1.19 | 1.19 | 1.19 | 1.18 | 1.18 | 1.18 | 1.18 | 1.17 | 1.17 | 1.17 | 1.17 | 1.16 | 1.16 | 1.16 | 1.16 | 1.16 | 1.16 | 1.15 | 1.15 | 1.15 | 1.15 | 1.15 | 1.15 | 1.15 | #N/A | #N/A | #N/A | #N/A | #N/A | #N/A | #N/A | #N/A | #N/A | #N/A
[35 empty] | R410A | 49 | 689 | #N/A | #N/A | #N/A | #N/A | #N/A | #N/A | #N/A | #N/A | #N/A | #N/A | #N/A | #N/A | #N/A | #N/A | #N/A | #N/A | #N/A | #N/A | #N/A | #N/A | #N/A | #N/A | #N/A | #N/A | #N/A | #N/A | #N/A | #N/A | #N/A | #N/A | 1.58 | 1.57 | 1.56 | 1.55 | 1.54 | 1.53 | 1.53 | 1.52 | 1.51 | 1.5 | 1.5 | 1.49 | 1.48 | 1.47 | 1.47 | 1.46 | 1.45 | 1.45 | 1.44 | 1.43 | 1.43 | 1.42 | 1.41 | 1.41 | 1.4 | 1.39 | 1.39 | 1.38 | 1.38 | 1.37 | 1.37 | 1.36 | 1.35 | 1.35 | 1.34 | 1.34 | 1.33 | 1.33 | 1.32 | 1.32 | 1.31 | 1.31 | 1.3 | 1.3 | 1.3 | 1.29 | 1.29 | 1.28 | 1.28 | 1.27 | 1.27 | 1.27 | 1.26 | 1.26 | 1.25 | 1.25 | 1.25 | 1.24 | 1.24 | 1.24 | 1.23 | 1.23 | 1.23 | 1.22 | 1.22 | 1.22 | 1.22 | 1.21 | 1.21 | 1.21 | 1.2 | 1.2 | 1.2 | 1.2 | 1.19 | 1.19 | 1.19 | 1.19 | 1.19 | 1.18 | 1.18 | 1.18 | 1.18 | 1.18 | 1.17 | 1.17 | 1.17 | 1.17 | 1.17 | 1.17 | 1.17 | #N/A | #N/A | #N/A | #N/A | #N/A | #N/A | #N/A | #N/A | #N/A | #N/A
[35 empty] | R410A | 50 | 690 | #N/A | #N/A | #N/A | #N/A | #N/A | #N/A | #N/A | #N/A | #N/A | #N/A | #N/A | #N/A | #N/A | #N/A | #N/A | #N/A | #N/A | #N/A | #N/A | #N/A | #N/A | #N/A | #N/A | #N/A | #N/A | #N/A | #N/A | #N/A | #N/A | #N/A | 1.61 | 1.6 | 1.6 | 1.59 | 1.58 | 1.57 | 1.56 | 1.55 | 1.55 | 1.54 | 1.53 | 1.52 | 1.51 | 1.51 | 1.5 | 1.49 | 1.48 | 1.48 | 1.47 | 1.46 | 1.46 | 1.45 | 1.44 | 1.44 | 1.43 | 1.42 | 1.42 | 1.41 | 1.41 | 1.4 | 1.39 | 1.39 | 1.38 | 1.38 | 1.37 | 1.37 | 1.36 | 1.36 | 1.35 | 1.35 | 1.34 | 1.34 | 1.33 | 1.33 | 1.32 | 1.32 | 1.31 | 1.31 | 1.3 | 1.3 | 1.3 | 1.29 | 1.29 | 1.28 | 1.28 | 1.28 | 1.27 | 1.27 | 1.26 | 1.26 | 1.26 | 1.25 | 1.25 | 1.25 | 1.24 | 1.24 | 1.24 | 1.24 | 1.23 | 1.23 | 1.23 | 1.22 | 1.22 | 1.22 | 1.22 | 1.21 | 1.21 | 1.21 | 1.21 | 1.21 | 1.2 | 1.2 | 1.2 | 1.2 | 1.2 | 1.2 | 1.19 | 1.19 | 1.19 | 1.19 | 1.19 | #N/A | #N/A | #N/A | #N/A | #N/A | #N/A | #N/A | #N/A | #N/A | #N/A
[35 empty] | R410A | 51 | 691 | #N/A | #N/A | #N/A | #N/A | #N/A | #N/A | #N/A | #N/A | #N/A | #N/A | #N/A | #N/A | #N/A | #N/A | #N/A | #N/A | #N/A | #N/A | #N/A | #N/A | #N/A | #N/A | #N/A | #N/A | #N/A | #N/A | #N/A | #N/A | #N/A | #N/A | 1.65 | 1.64 | 1.63 | 1.63 | 1.62 | 1.61 | 1.6 | 1.59 | 1.58 | 1.57 | 1.57 | 1.56 | 1.55 | 1.54 | 1.53 | 1.53 | 1.52 | 1.51 | 1.5 | 1.5 | 1.49 | 1.48 | 1.48 | 1.47 | 1.46 | 1.46 | 1.45 | 1.44 | 1.44 | 1.43 | 1.42 | 1.42 | 1.41 | 1.41 | 1.4 | 1.4 | 1.39 | 1.38 | 1.38 | 1.37 | 1.37 | 1.36 | 1.36 | 1.35 | 1.35 | 1.34 | 1.34 | 1.34 | 1.33 | 1.33 | 1.32 | 1.32 | 1.31 | 1.31 | 1.31 | 1.3 | 1.3 | 1.29 | 1.29 | 1.29 | 1.28 | 1.28 | 1.28 | 1.27 | 1.27 | 1.27 | 1.26 | 1.26 | 1.26 | 1.25 | 1.25 | 1.25 | 1.25 | 1.24 | 1.24 | 1.24 | 1.24 | 1.23 | 1.23 | 1.23 | 1.23 | 1.23 | 1.22 | 1.22 | 1.22 | 1.22 | 1.22 | 1.21 | 1.21 | 1.21 | 1.21 | #N/A | #N/A | #N/A | #N/A | #N/A | #N/A | #N/A | #N/A | #N/A | #N/A
[35 empty] | R410A | 52 | 692 | #N/A | #N/A | #N/A | #N/A | #N/A | #N/A | #N/A | #N/A | #N/A | #N/A | #N/A | #N/A | #N/A | #N/A | #N/A | #N/A | #N/A | #N/A | #N/A | #N/A | #N/A | #N/A | #N/A | #N/A | #N/A | #N/A | #N/A | #N/A | #N/A | #N/A | 1.7 | 1.69 | 1.68 | 1.67 | 1.66 | 1.65 | 1.64 | 1.63 | 1.62 | 1.61 | 1.6 | 1.59 | 1.59 | 1.58 | 1.57 | 1.56 | 1.55 | 1.55 | 1.54 | 1.53 | 1.52 | 1.52 | 1.51 | 1.5 | 1.5 | 1.49 | 1.48 | 1.48 | 1.47 | 1.46 | 1.46 | 1.45 | 1.44 | 1.44 | 1.43 | 1.43 | 1.42 | 1.42 | 1.41 | 1.4 | 1.4 | 1.39 | 1.39 | 1.38 | 1.38 | 1.37 | 1.37 | 1.36 | 1.36 | 1.35 | 1.35 | 1.35 | 1.34 | 1.34 | 1.33 | 1.33 | 1.32 | 1.32 | 1.32 | 1.31 | 1.31 | 1.31 | 1.3 | 1.3 | 1.3 | 1.29 | 1.29 | 1.29 | 1.28 | 1.28 | 1.28 | 1.27 | 1.27 | 1.27 | 1.27 | 1.26 | 1.26 | 1.26 | 1.26 | 1.25 | 1.25 | 1.25 | 1.25 | 1.25 | 1.24 | 1.24 | 1.24 | 1.24 | 1.24 | 1.24 | 1.23 | #N/A | #N/A | #N/A | #N/A | #N/A | #N/A | #N/A | #N/A | #N/A | #N/A
[35 empty] | R410A | 53 | 693 | #N/A | #N/A | #N/A | #N/A | #N/A | #N/A | #N/A | #N/A | #N/A | #N/A | #N/A | #N/A | #N/A | #N/A | #N/A | #N/A | #N/A | #N/A | #N/A | #N/A | #N/A | #N/A | #N/A | #N/A | #N/A | #N/A | #N/A | #N/A | #N/A | #N/A | 1.74 | 1.73 | 1.72 | 1.71 | 1.7 | 1.69 | 1.68 | 1.67 | 1.66 | 1.65 | 1.64 | 1.63 | 1.63 | 1.62 | 1.61 | 1.6 | 1.59 | 1.58 | 1.58 | 1.57 | 1.56 | 1.55 | 1.55 | 1.54 | 1.53 | 1.52 | 1.52 | 1.51 | 1.5 | 1.5 | 1.49 | 1.48 | 1.48 | 1.47 | 1.47 | 1.46 | 1.45 | 1.45 | 1.44 | 1.44 | 1.43 | 1.42 | 1.42 | 1.41 | 1.41 | 1.4 | 1.4 | 1.39 | 1.39 | 1.38 | 1.38 | 1.38 | 1.37 | 1.37 | 1.36 | 1.36 | 1.35 | 1.35 | 1.35 | 1.34 | 1.34 | 1.33 | 1.33 | 1.33 | 1.32 | 1.32 | 1.32 | 1.31 | 1.31 | 1.31 | 1.3 | 1.3 | 1.3 | 1.29 | 1.29 | 1.29 | 1.29 | 1.28 | 1.28 | 1.28 | 1.28 | 1.28 | 1.27 | 1.27 | 1.27 | 1.27 | 1.27 | 1.26 | 1.26 | 1.26 | 1.26 | #N/A | #N/A | #N/A | #N/A | #N/A | #N/A | #N/A | #N/A | #N/A | #N/A
[35 empty] | R410A | 54 | 694 | #N/A | #N/A | #N/A | #N/A | #N/A | #N/A | #N/A | #N/A | #N/A | #N/A | #N/A | #N/A | #N/A | #N/A | #N/A | #N/A | #N/A | #N/A | #N/A | #N/A | #N/A | #N/A | #N/A | #N/A | #N/A | #N/A | #N/A | #N/A | #N/A | #N/A | 1.79 | 1.78 | 1.77 | 1.76 | 1.75 | 1.74 | 1.73 | 1.72 | 1.71 | 1.7 | 1.69 | 1.68 | 1.67 | 1.66 | 1.65 | 1.64 | 1.63 | 1.62 | 1.62 | 1.61 | 1.6 | 1.59 | 1.58 | 1.58 | 1.57 | 1.56 | 1.55 | 1.55 | 1.54 | 1.53 | 1.53 | 1.52 | 1.51 | 1.51 | 1.5 | 1.49 | 1.49 | 1.48 | 1.48 | 1.47 | 1.46 | 1.46 | 1.45 | 1.45 | 1.44 | 1.44 | 1.43 | 1.43 | 1.42 | 1.42 | 1.41 | 1.41 | 1.4 | 1.4 | 1.39 | 1.39 | 1.38 | 1.38 | 1.38 | 1.37 | 1.37 | 1.36 | 1.36 | 1.36 | 1.35 | 1.35 | 1.34 | 1.34 | 1.34 | 1.33 | 1.33 | 1.33 | 1.33 | 1.32 | 1.32 | 1.32 | 1.31 | 1.31 | 1.31 | 1.31 | 1.3 | 1.3 | 1.3 | 1.3 | 1.3 | 1.29 | 1.29 | 1.29 | 1.29 | 1.29 | 1.29 | #N/A | #N/A | #N/A | #N/A | #N/A | #N/A | #N/A | #N/A | #N/A | #N/A
[35 empty] | R410A | 55 | 695 | #N/A | #N/A | #N/A | #N/A | #N/A | #N/A | #N/A | #N/A | #N/A | #N/A | #N/A | #N/A | #N/A | #N/A | #N/A | #N/A | #N/A | #N/A | #N/A | #N/A | #N/A | #N/A | #N/A | #N/A | #N/A | #N/A | #N/A | #N/A | #N/A | #N/A | 1.84 | 1.83 | 1.82 | 1.81 | 1.79 | 1.78 | 1.77 | 1.76 | 1.75 | 1.74 | 1.73 | 1.72 | 1.71 | 1.7 | 1.69 | 1.69 | 1.68 | 1.67 | 1.66 | 1.65 | 1.64 | 1.63 | 1.63 | 1.62 | 1.61 | 1.6 | 1.59 | 1.59 | 1.58 | 1.57 | 1.56 | 1.56 | 1.55 | 1.54 | 1.54 | 1.53 | 1.52 | 1.52 | 1.51 | 1.51 | 1.5 | 1.49 | 1.49 | 1.48 | 1.48 | 1.47 | 1.46 | 1.46 | 1.45 | 1.45 | 1.44 | 1.44 | 1.43 | 1.43 | 1.42 | 1.42 | 1.42 | 1.41 | 1.41 | 1.4 | 1.4 | 1.39 | 1.39 | 1.39 | 1.38 | 1.38 | 1.38 | 1.37 | 1.37 | 1.36 | 1.36 | 1.36 | 1.36 | 1.35 | 1.35 | 1.35 | 1.34 | 1.34 | 1.34 | 1.34 | 1.33 | 1.33 | 1.33 | 1.33 | 1.32 | 1.32 | 1.32 | 1.32 | 1.32 | 1.32 | 1.31 | #N/A | #N/A | #N/A | #N/A | #N/A | #N/A | #N/A | #N/A | #N/A | #N/A
[35 empty] | R410A | 56 | 696 | #N/A | #N/A | #N/A | #N/A | #N/A | #N/A | #N/A | #N/A | #N/A | #N/A | #N/A | #N/A | #N/A | #N/A | #N/A | #N/A | #N/A | #N/A | #N/A | #N/A | #N/A | #N/A | #N/A | #N/A | #N/A | #N/A | #N/A | #N/A | #N/A | #N/A | 1.89 | 1.88 | 1.87 | 1.86 | 1.85 | 1.84 | 1.82 | 1.81 | 1.8 | 1.79 | 1.78 | 1.77 | 1.76 | 1.75 | 1.74 | 1.73 | 1.72 | 1.71 | 1.7 | 1.7 | 1.69 | 1.68 | 1.67 | 1.66 | 1.65 | 1.64 | 1.64 | 1.63 | 1.62 | 1.61 | 1.61 | 1.6 | 1.59 | 1.58 | 1.58 | 1.57 | 1.56 | 1.56 | 1.55 | 1.54 | 1.54 | 1.53 | 1.52 | 1.52 | 1.51 | 1.51 | 1.5 | 1.5 | 1.49 | 1.48 | 1.48 | 1.47 | 1.47 | 1.46 | 1.46 | 1.45 | 1.45 | 1.45 | 1.44 | 1.44 | 1.43 | 1.43 | 1.42 | 1.42 | 1.42 | 1.41 | 1.41 | 1.4 | 1.4 | 1.4 | 1.39 | 1.39 | 1.39 | 1.38 | 1.38 | 1.38 | 1.37 | 1.37 | 1.37 | 1.37 | 1.36 | 1.36 | 1.36 | 1.36 | 1.35 | 1.35 | 1.35 | 1.35 | 1.35 | 1.35 | 1.34 | #N/A | #N/A | #N/A | #N/A | #N/A | #N/A | #N/A | #N/A | #N/A | #N/A
[35 empty] | R410A | 57 | 697 | #N/A | #N/A | #N/A | #N/A | #N/A | #N/A | #N/A | #N/A | #N/A | #N/A | #N/A | #N/A | #N/A | #N/A | #N/A | #N/A | #N/A | #N/A | #N/A | #N/A | #N/A | #N/A | #N/A | #N/A | #N/A | #N/A | #N/A | #N/A | #N/A | #N/A | 1.95 | 1.94 | 1.93 | 1.92 | 1.9 | 1.89 | 1.88 | 1.87 | 1.86 | 1.85 | 1.83 | 1.82 | 1.81 | 1.8 | 1.79 | 1.78 | 1.77 | 1.76 | 1.75 | 1.74 | 1.73 | 1.72 | 1.72 | 1.71 | 1.7 | 1.69 | 1.68 | 1.67 | 1.66 | 1.66 | 1.65 | 1.64 | 1.63 | 1.63 | 1.62 | 1.61 | 1.6 | 1.6 | 1.59 | 1.58 | 1.58 | 1.57 | 1.56 | 1.56 | 1.55 | 1.55 | 1.54 | 1.53 | 1.53 | 1.52 | 1.52 | 1.51 | 1.51 | 1.5 | 1.5 | 1.49 | 1.49 | 1.48 | 1.48 | 1.47 | 1.47 | 1.46 | 1.46 | 1.45 | 1.45 | 1.45 | 1.44 | 1.44 | 1.43 | 1.43 | 1.43 | 1.42 | 1.42 | 1.42 | 1.41 | 1.41 | 1.41 | 1.4 | 1.4 | 1.4 | 1.4 | 1.39 | 1.39 | 1.39 | 1.39 | 1.39 | 1.38 | 1.38 | 1.38 | 1.38 | 1.38 | #N/A | #N/A | #N/A | #N/A | #N/A | #N/A | #N/A | #N/A | #N/A | #N/A
[35 empty] | R410A | 58 | 698 | #N/A | #N/A | #N/A | #N/A | #N/A | #N/A | #N/A | #N/A | #N/A | #N/A | #N/A | #N/A | #N/A | #N/A | #N/A | #N/A | #N/A | #N/A | #N/A | #N/A | #N/A | #N/A | #N/A | #N/A | #N/A | #N/A | #N/A | #N/A | #N/A | #N/A | 2.02 | 2 | 1.99 | 1.98 | 1.96 | 1.95 | 1.94 | 1.93 | 1.92 | 1.9 | 1.89 | 1.88 | 1.87 | 1.86 | 1.85 | 1.84 | 1.83 | 1.82 | 1.81 | 1.8 | 1.79 | 1.78 | 1.77 | 1.76 | 1.75 | 1.74 | 1.73 | 1.72 | 1.71 | 1.7 | 1.7 | 1.69 | 1.68 | 1.67 | 1.66 | 1.66 | 1.65 | 1.64 | 1.63 | 1.63 | 1.62 | 1.61 | 1.61 | 1.6 | 1.59 | 1.59 | 1.58 | 1.58 | 1.57 | 1.56 | 1.56 | 1.55 | 1.55 | 1.54 | 1.54 | 1.53 | 1.53 | 1.52 | 1.52 | 1.51 | 1.51 | 1.5 | 1.5 | 1.49 | 1.49 | 1.48 | 1.48 | 1.47 | 1.47 | 1.47 | 1.46 | 1.46 | 1.46 | 1.45 | 1.45 | 1.45 | 1.44 | 1.44 | 1.44 | 1.43 | 1.43 | 1.43 | 1.43 | 1.42 | 1.42 | 1.42 | 1.42 | 1.42 | 1.41 | 1.41 | 1.41 | #N/A | #N/A | #N/A | #N/A | #N/A | #N/A | #N/A | #N/A | #N/A | #N/A
[35 empty] | R410A | 59 | 699 | #N/A | #N/A | #N/A | #N/A | #N/A | #N/A | #N/A | #N/A | #N/A | #N/A | #N/A | #N/A | #N/A | #N/A | #N/A | #N/A | #N/A | #N/A | #N/A | #N/A | #N/A | #N/A | #N/A | #N/A | #N/A | #N/A | #N/A | #N/A | #N/A | #N/A | 2.09 | 2.07 | 2.06 | 2.05 | 2.03 | 2.02 | 2 | 1.99 | 1.98 | 1.97 | 1.95 | 1.94 | 1.93 | 1.92 | 1.91 | 1.9 | 1.88 | 1.87 | 1.86 | 1.85 | 1.84 | 1.83 | 1.82 | 1.81 | 1.8 | 1.79 | 1.78 | 1.77 | 1.76 | 1.76 | 1.75 | 1.74 | 1.73 | 1.72 | 1.71 | 1.71 | 1.7 | 1.69 | 1.68 | 1.67 | 1.67 | 1.66 | 1.65 | 1.65 | 1.64 | 1.63 | 1.63 | 1.62 | 1.61 | 1.61 | 1.6 | 1.6 | 1.59 | 1.58 | 1.58 | 1.57 | 1.57 | 1.56 | 1.56 | 1.55 | 1.55 | 1.54 | 1.54 | 1.53 | 1.53 | 1.52 | 1.52 | 1.51 | 1.51 | 1.51 | 1.5 | 1.5 | 1.49 | 1.49 | 1.49 | 1.48 | 1.48 | 1.48 | 1.47 | 1.47 | 1.47 | 1.47 | 1.46 | 1.46 | 1.46 | 1.46 | 1.45 | 1.45 | 1.45 | 1.45 | 1.45 | #N/A | #N/A | #N/A | #N/A | #N/A | #N/A | #N/A | #N/A | #N/A | #N/A
[35 empty] | R410A | 60 | 700 | #N/A | #N/A | #N/A | #N/A | #N/A | #N/A | #N/A | #N/A | #N/A | #N/A | #N/A | #N/A | #N/A | #N/A | #N/A | #N/A | #N/A | #N/A | #N/A | #N/A | #N/A | #N/A | #N/A | #N/A | #N/A | #N/A | #N/A | #N/A | #N/A | #N/A | 2.16 | 2.15 | 2.13 | 2.12 | 2.1 | 2.09 | 2.08 | 2.06 | 2.05 | 2.03 | 2.02 | 2.01 | 2 | 1.98 | 1.97 | 1.96 | 1.95 | 1.94 | 1.92 | 1.91 | 1.9 | 1.89 | 1.88 | 1.87 | 1.86 | 1.85 | 1.84 | 1.83 | 1.82 | 1.81 | 1.8 | 1.79 | 1.78 | 1.78 | 1.77 | 1.76 | 1.75 | 1.74 | 1.73 | 1.73 | 1.72 | 1.71 | 1.7 | 1.7 | 1.69 | 1.68 | 1.67 | 1.67 | 1.66 | 1.65 | 1.65 | 1.64 | 1.64 | 1.63 | 1.62 | 1.62 | 1.61 | 1.61 | 1.6 | 1.6 | 1.59 | 1.59 | 1.58 | 1.58 | 1.57 | 1.57 | 1.56 | 1.56 | 1.55 | 1.55 | 1.54 | 1.54 | 1.54 | 1.53 | 1.53 | 1.53 | 1.52 | 1.52 | 1.52 | 1.51 | 1.51 | 1.51 | 1.5 | 1.5 | 1.5 | 1.5 | 1.49 | 1.49 | 1.49 | 1.49 | 1.49 | #N/A | #N/A | #N/A | #N/A | #N/A | #N/A | #N/A | #N/A | #N/A | #N/A
[35 empty] | R410A | 61 | 701 | #N/A | #N/A | #N/A | #N/A | #N/A | #N/A | #N/A | #N/A | #N/A | #N/A | #N/A | #N/A | #N/A | #N/A | #N/A | #N/A | #N/A | #N/A | #N/A | #N/A | #N/A | #N/A | #N/A | #N/A | #N/A | #N/A | #N/A | #N/A | #N/A | #N/A | 2.25 | 2.23 | 2.22 | 2.2 | 2.18 | 2.17 | 2.15 | 2.14 | 2.12 | 2.11 | 2.1 | 2.08 | 2.07 | 2.06 | 2.04 | 2.03 | 2.02 | 2 | 1.99 | 1.98 | 1.97 | 1.96 | 1.95 | 1.94 | 1.92 | 1.91 | 1.9 | 1.89 | 1.88 | 1.87 | 1.86 | 1.85 | 1.84 | 1.83 | 1.83 | 1.82 | 1.81 | 1.8 | 1.79 | 1.78 | 1.77 | 1.77 | 1.76 | 1.75 | 1.74 | 1.74 | 1.73 | 1.72 | 1.71 | 1.71 | 1.7 | 1.69 | 1.69 | 1.68 | 1.67 | 1.67 | 1.66 | 1.66 | 1.65 | 1.64 | 1.64 | 1.63 | 1.63 | 1.62 | 1.62 | 1.61 | 1.61 | 1.6 | 1.6 | 1.59 | 1.59 | 1.59 | 1.58 | 1.58 | 1.57 | 1.57 | 1.57 | 1.56 | 1.56 | 1.56 | 1.55 | 1.55 | 1.55 | 1.54 | 1.54 | 1.54 | 1.54 | 1.53 | 1.53 | 1.53 | 1.53 | #N/A | #N/A | #N/A | #N/A | #N/A | #N/A | #N/A | #N/A | #N/A | #N/A
[35 empty] | R410A | 62 | 702 | #N/A | #N/A | #N/A | #N/A | #N/A | #N/A | #N/A | #N/A | #N/A | #N/A | #N/A | #N/A | #N/A | #N/A | #N/A | #N/A | #N/A | #N/A | #N/A | #N/A | #N/A | #N/A | #N/A | #N/A | #N/A | #N/A | #N/A | #N/A | #N/A | #N/A | 2.34 | 2.33 | 2.31 | 2.29 | 2.27 | 2.26 | 2.24 | 2.22 | 2.21 | 2.19 | 2.18 | 2.16 | 2.15 | 2.14 | 2.12 | 2.11 | 2.09 | 2.08 | 2.07 | 2.06 | 2.04 | 2.03 | 2.02 | 2.01 | 1.99 | 1.98 | 1.97 | 1.96 | 1.95 | 1.94 | 1.93 | 1.92 | 1.91 | 1.9 | 1.89 | 1.88 | 1.87 | 1.86 | 1.85 | 1.84 | 1.83 | 1.83 | 1.82 | 1.81 | 1.8 | 1.79 | 1.79 | 1.78 | 1.77 | 1.76 | 1.76 | 1.75 | 1.74 | 1.74 | 1.73 | 1.72 | 1.72 | 1.71 | 1.7 | 1.7 | 1.69 | 1.69 | 1.68 | 1.67 | 1.67 | 1.66 | 1.66 | 1.65 | 1.65 | 1.64 | 1.64 | 1.64 | 1.63 | 1.63 | 1.62 | 1.62 | 1.62 | 1.61 | 1.61 | 1.6 | 1.6 | 1.6 | 1.6 | 1.59 | 1.59 | 1.59 | 1.58 | 1.58 | 1.58 | 1.58 | 1.58 | #N/A | #N/A | #N/A | #N/A | #N/A | #N/A | #N/A | #N/A | #N/A | #N/A
[35 empty] | R410A | 63 | 703 | #N/A | #N/A | #N/A | #N/A | #N/A | #N/A | #N/A | #N/A | #N/A | #N/A | #N/A | #N/A | #N/A | #N/A | #N/A | #N/A | #N/A | #N/A | #N/A | #N/A | #N/A | #N/A | #N/A | #N/A | #N/A | #N/A | #N/A | #N/A | #N/A | #N/A | 2.45 | 2.43 | 2.41 | 2.39 | 2.37 | 2.36 | 2.34 | 2.32 | 2.3 | 2.29 | 2.27 | 2.26 | 2.24 | 2.22 | 2.21 | 2.19 | 2.18 | 2.17 | 2.15 | 2.14 | 2.12 | 2.11 | 2.1 | 2.09 | 2.07 | 2.06 | 2.05 | 2.04 | 2.03 | 2.01 | 2 | 1.99 | 1.98 | 1.97 | 1.96 | 1.95 | 1.94 | 1.93 | 1.92 | 1.91 | 1.9 | 1.89 | 1.88 | 1.88 | 1.87 | 1.86 | 1.85 | 1.84 | 1.83 | 1.83 | 1.82 | 1.81 | 1.8 | 1.8 | 1.79 | 1.78 | 1.78 | 1.77 | 1.76 | 1.76 | 1.75 | 1.74 | 1.74 | 1.73 | 1.73 | 1.72 | 1.72 | 1.71 | 1.71 | 1.7 | 1.7 | 1.69 | 1.69 | 1.68 | 1.68 | 1.67 | 1.67 | 1.67 | 1.66 | 1.66 | 1.65 | 1.65 | 1.65 | 1.64 | 1.64 | 1.64 | 1.64 | 1.63 | 1.63 | 1.63 | 1.63 | #N/A | #N/A | #N/A | #N/A | #N/A | #N/A | #N/A | #N/A | #N/A | #N/A
[35 empty] | R410A | 64 | 704 | #N/A | #N/A | #N/A | #N/A | #N/A | #N/A | #N/A | #N/A | #N/A | #N/A | #N/A | #N/A | #N/A | #N/A | #N/A | #N/A | #N/A | #N/A | #N/A | #N/A | #N/A | #N/A | #N/A | #N/A | #N/A | #N/A | #N/A | #N/A | #N/A | #N/A | 2.57 | 2.55 | 2.53 | 2.51 | 2.49 | 2.47 | 2.45 | 2.43 | 2.41 | 2.39 | 2.37 | 2.36 | 2.34 | 2.32 | 2.31 | 2.29 | 2.28 | 2.26 | 2.25 | 2.23 | 2.22 | 2.2 | 2.19 | 2.17 | 2.16 | 2.15 | 2.14 | 2.12 | 2.11 | 2.1 | 2.09 | 2.07 | 2.06 | 2.05 | 2.04 | 2.03 | 2.02 | 2.01 | 2 | 1.99 | 1.98 | 1.97 | 1.96 | 1.95 | 1.94 | 1.93 | 1.92 | 1.91 | 1.9 | 1.9 | 1.89 | 1.88 | 1.87 | 1.86 | 1.86 | 1.85 | 1.84 | 1.84 | 1.83 | 1.82 | 1.81 | 1.81 | 1.8 | 1.8 | 1.79 | 1.78 | 1.78 | 1.77 | 1.77 | 1.76 | 1.76 | 1.75 | 1.75 | 1.74 | 1.74 | 1.73 | 1.73 | 1.72 | 1.72 | 1.72 | 1.71 | 1.71 | 1.71 | 1.7 | 1.7 | 1.7 | 1.69 | 1.69 | 1.69 | 1.69 | 1.68 | #N/A | #N/A | #N/A | #N/A | #N/A | #N/A | #N/A | #N/A | #N/A | #N/A
[35 empty] | R410A | 65 | 705 | #N/A | #N/A | #N/A | #N/A | #N/A | #N/A | #N/A | #N/A | #N/A | #N/A | #N/A | #N/A | #N/A | #N/A | #N/A | #N/A | #N/A | #N/A | #N/A | #N/A | #N/A | #N/A | #N/A | #N/A | #N/A | #N/A | #N/A | #N/A | #N/A | #N/A | 2.7 | 2.68 | 2.66 | 2.64 | 2.62 | 2.59 | 2.57 | 2.55 | 2.53 | 2.51 | 2.49 | 2.47 | 2.46 | 2.44 | 2.42 | 2.4 | 2.39 | 2.37 | 2.35 | 2.34 | 2.32 | 2.31 | 2.29 | 2.28 | 2.26 | 2.25 | 2.23 | 2.22 | 2.21 | 2.19 | 2.18 | 2.17 | 2.15 | 2.14 | 2.13 | 2.12 | 2.11 | 2.1 | 2.08 | 2.07 | 2.06 | 2.05 | 2.04 | 2.03 | 2.02 | 2.01 | 2 | 1.99 | 1.98 | 1.98 | 1.97 | 1.96 | 1.95 | 1.94 | 1.93 | 1.93 | 1.92 | 1.91 | 1.9 | 1.9 | 1.89 | 1.88 | 1.87 | 1.87 | 1.86 | 1.86 | 1.85 | 1.84 | 1.84 | 1.83 | 1.83 | 1.82 | 1.82 | 1.81 | 1.81 | 1.8 | 1.8 | 1.79 | 1.79 | 1.78 | 1.78 | 1.78 | 1.77 | 1.77 | 1.76 | 1.76 | 1.76 | 1.76 | 1.75 | 1.75 | 1.75 | #N/A | #N/A | #N/A | #N/A | #N/A | #N/A | #N/A | #N/A | #N/A | #N/A
[35 empty] | R507 | -50 | 710 | #N/A | #N/A | #N/A | #N/A | #N/A | #N/A | #N/A | #N/A | #N/A | #N/A | #N/A | #N/A | #N/A | #N/A | #N/A | #N/A | #N/A | #N/A | #N/A | #N/A | #N/A | #N/A | #N/A | #N/A | #N/A | 0.5 | 0.5 | 0.5 | 0.5 | 0.5 | 0.49 | 0.49 | 0.49 | 0.49 | 0.49 | 0.49 | 0.48 | 0.48 | 0.48 | 0.48 | 0.48 | 0.48 | 0.48 | 0.47 | 0.47 | 0.47 | 0.47 | 0.47 | 0.47 | 0.47 | 0.46 | 0.46 | 0.46 | 0.46 | 0.46 | 0.46 | 0.46 | 0.45 | 0.45 | 0.45 | 0.45 | 0.45 | 0.45 | 0.45 | 0.45 | 0.44 | 0.44 | 0.44 | 0.44 | 0.44 | 0.44 | 0.44 | 0.44 | 0.43 | 0.43 | 0.43 | 0.43 | 0.43 | 0.43 | 0.43 | 0.43 | 0.43 | 0.42 | 0.42 | 0.42 | 0.42 | 0.42 | 0.42 | 0.42 | 0.42 | 0.42 | 0.41 | 0.41 | 0.41 | 0.41 | 0.41 | 0.41 | 0.41 | 0.41 | 0.41 | 0.41 | 0.41 | 0.4 | 0.4 | 0.4 | 0.4 | 0.4 | 0.4 | 0.4 | 0.4 | 0.4 | 0.4 | 0.4 | 0.4 | 0.4 | 0.39 | 0.39 | 0.39 | 0.39 | 0.39 | 0.39 | #N/A | #N/A | #N/A | #N/A | #N/A | #N/A | #N/A | #N/A | #N/A | #N/A
[35 empty] | R507 | -49 | 711 | #N/A | #N/A | #N/A | #N/A | #N/A | #N/A | #N/A | #N/A | #N/A | #N/A | #N/A | #N/A | #N/A | #N/A | #N/A | #N/A | #N/A | #N/A | #N/A | #N/A | #N/A | #N/A | #N/A | #N/A | #N/A | 0.51 | 0.51 | 0.5 | 0.5 | 0.5 | 0.5 | 0.5 | 0.49 | 0.49 | 0.49 | 0.49 | 0.49 | 0.49 | 0.49 | 0.48 | 0.48 | 0.48 | 0.48 | 0.48 | 0.48 | 0.47 | 0.47 | 0.47 | 0.47 | 0.47 | 0.47 | 0.47 | 0.46 | 0.46 | 0.46 | 0.46 | 0.46 | 0.46 | 0.46 | 0.45 | 0.45 | 0.45 | 0.45 | 0.45 | 0.45 | 0.45 | 0.45 | 0.44 | 0.44 | 0.44 | 0.44 | 0.44 | 0.44 | 0.44 | 0.44 | 0.43 | 0.43 | 0.43 | 0.43 | 0.43 | 0.43 | 0.43 | 0.43 | 0.43 | 0.42 | 0.42 | 0.42 | 0.42 | 0.42 | 0.42 | 0.42 | 0.42 | 0.42 | 0.42 | 0.41 | 0.41 | 0.41 | 0.41 | 0.41 | 0.41 | 0.41 | 0.41 | 0.41 | 0.41 | 0.41 | 0.4 | 0.4 | 0.4 | 0.4 | 0.4 | 0.4 | 0.4 | 0.4 | 0.4 | 0.4 | 0.4 | 0.4 | 0.4 | 0.39 | 0.39 | 0.39 | #N/A | #N/A | #N/A | #N/A | #N/A | #N/A | #N/A | #N/A | #N/A | #N/A
[35 empty] | R507 | -48 | 712 | #N/A | #N/A | #N/A | #N/A | #N/A | #N/A | #N/A | #N/A | #N/A | #N/A | #N/A | #N/A | #N/A | #N/A | #N/A | #N/A | #N/A | #N/A | #N/A | #N/A | #N/A | #N/A | #N/A | #N/A | #N/A | 0.51 | 0.51 | 0.51 | 0.51 | 0.5 | 0.5 | 0.5 | 0.5 | 0.5 | 0.5 | 0.49 | 0.49 | 0.49 | 0.49 | 0.49 | 0.49 | 0.48 | 0.48 | 0.48 | 0.48 | 0.48 | 0.48 | 0.48 | 0.47 | 0.47 | 0.47 | 0.47 | 0.47 | 0.47 | 0.46 | 0.46 | 0.46 | 0.46 | 0.46 | 0.46 | 0.46 | 0.46 | 0.45 | 0.45 | 0.45 | 0.45 | 0.45 | 0.45 | 0.45 | 0.44 | 0.44 | 0.44 | 0.44 | 0.44 | 0.44 | 0.44 | 0.44 | 0.44 | 0.43 | 0.43 | 0.43 | 0.43 | 0.43 | 0.43 | 0.43 | 0.43 | 0.43 | 0.42 | 0.42 | 0.42 | 0.42 | 0.42 | 0.42 | 0.42 | 0.42 | 0.42 | 0.42 | 0.41 | 0.41 | 0.41 | 0.41 | 0.41 | 0.41 | 0.41 | 0.41 | 0.41 | 0.41 | 0.41 | 0.4 | 0.4 | 0.4 | 0.4 | 0.4 | 0.4 | 0.4 | 0.4 | 0.4 | 0.4 | 0.4 | 0.4 | 0.4 | #N/A | #N/A | #N/A | #N/A | #N/A | #N/A | #N/A | #N/A | #N/A | #N/A
[35 empty] | R507 | -47 | 713 | #N/A | #N/A | #N/A | #N/A | #N/A | #N/A | #N/A | #N/A | #N/A | #N/A | #N/A | #N/A | #N/A | #N/A | #N/A | #N/A | #N/A | #N/A | #N/A | #N/A | #N/A | #N/A | #N/A | #N/A | #N/A | 0.51 | 0.51 | 0.51 | 0.51 | 0.51 | 0.51 | 0.5 | 0.5 | 0.5 | 0.5 | 0.5 | 0.5 | 0.49 | 0.49 | 0.49 | 0.49 | 0.49 | 0.49 | 0.48 | 0.48 | 0.48 | 0.48 | 0.48 | 0.48 | 0.48 | 0.47 | 0.47 | 0.47 | 0.47 | 0.47 | 0.47 | 0.47 | 0.46 | 0.46 | 0.46 | 0.46 | 0.46 | 0.46 | 0.46 | 0.45 | 0.45 | 0.45 | 0.45 | 0.45 | 0.45 | 0.45 | 0.45 | 0.44 | 0.44 | 0.44 | 0.44 | 0.44 | 0.44 | 0.44 | 0.44 | 0.43 | 0.43 | 0.43 | 0.43 | 0.43 | 0.43 | 0.43 | 0.43 | 0.43 | 0.43 | 0.42 | 0.42 | 0.42 | 0.42 | 0.42 | 0.42 | 0.42 | 0.42 | 0.42 | 0.42 | 0.41 | 0.41 | 0.41 | 0.41 | 0.41 | 0.41 | 0.41 | 0.41 | 0.41 | 0.41 | 0.41 | 0.41 | 0.4 | 0.4 | 0.4 | 0.4 | 0.4 | 0.4 | 0.4 | 0.4 | 0.4 | #N/A | #N/A | #N/A | #N/A | #N/A | #N/A | #N/A | #N/A | #N/A | #N/A
[35 empty] | R507 | -46 | 714 | #N/A | #N/A | #N/A | #N/A | #N/A | #N/A | #N/A | #N/A | #N/A | #N/A | #N/A | #N/A | #N/A | #N/A | #N/A | #N/A | #N/A | #N/A | #N/A | #N/A | #N/A | #N/A | #N/A | #N/A | #N/A | 0.52 | 0.52 | 0.52 | 0.51 | 0.51 | 0.51 | 0.51 | 0.51 | 0.5 | 0.5 | 0.5 | 0.5 | 0.5 | 0.5 | 0.49 | 0.49 | 0.49 | 0.49 | 0.49 | 0.49 | 0.49 | 0.48 | 0.48 | 0.48 | 0.48 | 0.48 | 0.48 | 0.47 | 0.47 | 0.47 | 0.47 | 0.47 | 0.47 | 0.47 | 0.46 | 0.46 | 0.46 | 0.46 | 0.46 | 0.46 | 0.46 | 0.46 | 0.45 | 0.45 | 0.45 | 0.45 | 0.45 | 0.45 | 0.45 | 0.45 | 0.44 | 0.44 | 0.44 | 0.44 | 0.44 | 0.44 | 0.44 | 0.44 | 0.43 | 0.43 | 0.43 | 0.43 | 0.43 | 0.43 | 0.43 | 0.43 | 0.43 | 0.42 | 0.42 | 0.42 | 0.42 | 0.42 | 0.42 | 0.42 | 0.42 | 0.42 | 0.42 | 0.42 | 0.41 | 0.41 | 0.41 | 0.41 | 0.41 | 0.41 | 0.41 | 0.41 | 0.41 | 0.41 | 0.41 | 0.41 | 0.4 | 0.4 | 0.4 | 0.4 | 0.4 | 0.4 | #N/A | #N/A | #N/A | #N/A | #N/A | #N/A | #N/A | #N/A | #N/A | #N/A
[35 empty] | R507 | -45 | 715 | #N/A | #N/A | #N/A | #N/A | #N/A | #N/A | #N/A | #N/A | #N/A | #N/A | #N/A | #N/A | #N/A | #N/A | #N/A | #N/A | #N/A | #N/A | #N/A | #N/A | #N/A | #N/A | #N/A | #N/A | #N/A | 0.52 | 0.52 | 0.52 | 0.52 | 0.52 | 0.51 | 0.51 | 0.51 | 0.51 | 0.51 | 0.51 | 0.5 | 0.5 | 0.5 | 0.5 | 0.5 | 0.5 | 0.49 | 0.49 | 0.49 | 0.49 | 0.49 | 0.49 | 0.48 | 0.48 | 0.48 | 0.48 | 0.48 | 0.48 | 0.48 | 0.47 | 0.47 | 0.47 | 0.47 | 0.47 | 0.47 | 0.47 | 0.46 | 0.46 | 0.46 | 0.46 | 0.46 | 0.46 | 0.46 | 0.45 | 0.45 | 0.45 | 0.45 | 0.45 | 0.45 | 0.45 | 0.45 | 0.44 | 0.44 | 0.44 | 0.44 | 0.44 | 0.44 | 0.44 | 0.44 | 0.44 | 0.43 | 0.43 | 0.43 | 0.43 | 0.43 | 0.43 | 0.43 | 0.43 | 0.43 | 0.42 | 0.42 | 0.42 | 0.42 | 0.42 | 0.42 | 0.42 | 0.42 | 0.42 | 0.42 | 0.42 | 0.41 | 0.41 | 0.41 | 0.41 | 0.41 | 0.41 | 0.41 | 0.41 | 0.41 | 0.41 | 0.41 | 0.41 | 0.41 | 0.4 | 0.4 | #N/A | #N/A | #N/A | #N/A | #N/A | #N/A | #N/A | #N/A | #N/A | #N/A
[35 empty] | R507 | -44 | 716 | #N/A | #N/A | #N/A | #N/A | #N/A | #N/A | #N/A | #N/A | #N/A | #N/A | #N/A | #N/A | #N/A | #N/A | #N/A | #N/A | #N/A | #N/A | #N/A | #N/A | #N/A | #N/A | #N/A | #N/A | #N/A | 0.53 | 0.53 | 0.52 | 0.52 | 0.52 | 0.52 | 0.52 | 0.51 | 0.51 | 0.51 | 0.51 | 0.51 | 0.51 | 0.5 | 0.5 | 0.5 | 0.5 | 0.5 | 0.5 | 0.49 | 0.49 | 0.49 | 0.49 | 0.49 | 0.49 | 0.48 | 0.48 | 0.48 | 0.48 | 0.48 | 0.48 | 0.48 | 0.47 | 0.47 | 0.47 | 0.47 | 0.47 | 0.47 | 0.47 | 0.46 | 0.46 | 0.46 | 0.46 | 0.46 | 0.46 | 0.46 | 0.46 | 0.45 | 0.45 | 0.45 | 0.45 | 0.45 | 0.45 | 0.45 | 0.45 | 0.44 | 0.44 | 0.44 | 0.44 | 0.44 | 0.44 | 0.44 | 0.44 | 0.44 | 0.43 | 0.43 | 0.43 | 0.43 | 0.43 | 0.43 | 0.43 | 0.43 | 0.43 | 0.42 | 0.42 | 0.42 | 0.42 | 0.42 | 0.42 | 0.42 | 0.42 | 0.42 | 0.42 | 0.42 | 0.41 | 0.41 | 0.41 | 0.41 | 0.41 | 0.41 | 0.41 | 0.41 | 0.41 | 0.41 | 0.41 | 0.41 | #N/A | #N/A | #N/A | #N/A | #N/A | #N/A | #N/A | #N/A | #N/A | #N/A
[35 empty] | R507 | -43 | 717 | #N/A | #N/A | #N/A | #N/A | #N/A | #N/A | #N/A | #N/A | #N/A | #N/A | #N/A | #N/A | #N/A | #N/A | #N/A | #N/A | #N/A | #N/A | #N/A | #N/A | #N/A | #N/A | #N/A | #N/A | #N/A | 0.53 | 0.53 | 0.53 | 0.53 | 0.52 | 0.52 | 0.52 | 0.52 | 0.52 | 0.52 | 0.51 | 0.51 | 0.51 | 0.51 | 0.51 | 0.5 | 0.5 | 0.5 | 0.5 | 0.5 | 0.5 | 0.49 | 0.49 | 0.49 | 0.49 | 0.49 | 0.49 | 0.49 | 0.48 | 0.48 | 0.48 | 0.48 | 0.48 | 0.48 | 0.48 | 0.47 | 0.47 | 0.47 | 0.47 | 0.47 | 0.47 | 0.47 | 0.46 | 0.46 | 0.46 | 0.46 | 0.46 | 0.46 | 0.46 | 0.45 | 0.45 | 0.45 | 0.45 | 0.45 | 0.45 | 0.45 | 0.45 | 0.44 | 0.44 | 0.44 | 0.44 | 0.44 | 0.44 | 0.44 | 0.44 | 0.44 | 0.43 | 0.43 | 0.43 | 0.43 | 0.43 | 0.43 | 0.43 | 0.43 | 0.43 | 0.43 | 0.42 | 0.42 | 0.42 | 0.42 | 0.42 | 0.42 | 0.42 | 0.42 | 0.42 | 0.42 | 0.42 | 0.42 | 0.41 | 0.41 | 0.41 | 0.41 | 0.41 | 0.41 | 0.41 | 0.41 | #N/A | #N/A | #N/A | #N/A | #N/A | #N/A | #N/A | #N/A | #N/A | #N/A
[35 empty] | R507 | -42 | 718 | #N/A | #N/A | #N/A | #N/A | #N/A | #N/A | #N/A | #N/A | #N/A | #N/A | #N/A | #N/A | #N/A | #N/A | #N/A | #N/A | #N/A | #N/A | #N/A | #N/A | #N/A | #N/A | #N/A | #N/A | #N/A | 0.54 | 0.53 | 0.53 | 0.53 | 0.53 | 0.53 | 0.52 | 0.52 | 0.52 | 0.52 | 0.52 | 0.52 | 0.51 | 0.51 | 0.51 | 0.51 | 0.51 | 0.51 | 0.5 | 0.5 | 0.5 | 0.5 | 0.5 | 0.5 | 0.49 | 0.49 | 0.49 | 0.49 | 0.49 | 0.49 | 0.48 | 0.48 | 0.48 | 0.48 | 0.48 | 0.48 | 0.48 | 0.47 | 0.47 | 0.47 | 0.47 | 0.47 | 0.47 | 0.47 | 0.46 | 0.46 | 0.46 | 0.46 | 0.46 | 0.46 | 0.46 | 0.46 | 0.45 | 0.45 | 0.45 | 0.45 | 0.45 | 0.45 | 0.45 | 0.45 | 0.44 | 0.44 | 0.44 | 0.44 | 0.44 | 0.44 | 0.44 | 0.44 | 0.44 | 0.43 | 0.43 | 0.43 | 0.43 | 0.43 | 0.43 | 0.43 | 0.43 | 0.43 | 0.43 | 0.42 | 0.42 | 0.42 | 0.42 | 0.42 | 0.42 | 0.42 | 0.42 | 0.42 | 0.42 | 0.42 | 0.42 | 0.41 | 0.41 | 0.41 | 0.41 | 0.41 | #N/A | #N/A | #N/A | #N/A | #N/A | #N/A | #N/A | #N/A | #N/A | #N/A
[35 empty] | R507 | -41 | 719 | #N/A | #N/A | #N/A | #N/A | #N/A | #N/A | #N/A | #N/A | #N/A | #N/A | #N/A | #N/A | #N/A | #N/A | #N/A | #N/A | #N/A | #N/A | #N/A | #N/A | #N/A | #N/A | #N/A | #N/A | #N/A | 0.54 | 0.54 | 0.54 | 0.53 | 0.53 | 0.53 | 0.53 | 0.53 | 0.53 | 0.52 | 0.52 | 0.52 | 0.52 | 0.52 | 0.51 | 0.51 | 0.51 | 0.51 | 0.51 | 0.51 | 0.5 | 0.5 | 0.5 | 0.5 | 0.5 | 0.5 | 0.49 | 0.49 | 0.49 | 0.49 | 0.49 | 0.49 | 0.49 | 0.48 | 0.48 | 0.48 | 0.48 | 0.48 | 0.48 | 0.47 | 0.47 | 0.47 | 0.47 | 0.47 | 0.47 | 0.47 | 0.47 | 0.46 | 0.46 | 0.46 | 0.46 | 0.46 | 0.46 | 0.46 | 0.45 | 0.45 | 0.45 | 0.45 | 0.45 | 0.45 | 0.45 | 0.45 | 0.45 | 0.44 | 0.44 | 0.44 | 0.44 | 0.44 | 0.44 | 0.44 | 0.44 | 0.44 | 0.43 | 0.43 | 0.43 | 0.43 | 0.43 | 0.43 | 0.43 | 0.43 | 0.43 | 0.43 | 0.42 | 0.42 | 0.42 | 0.42 | 0.42 | 0.42 | 0.42 | 0.42 | 0.42 | 0.42 | 0.42 | 0.42 | 0.42 | 0.41 | #N/A | #N/A | #N/A | #N/A | #N/A | #N/A | #N/A | #N/A | #N/A | #N/A
[35 empty] | R507 | -40 | 720 | #N/A | #N/A | #N/A | #N/A | #N/A | #N/A | #N/A | #N/A | #N/A | #N/A | #N/A | #N/A | #N/A | #N/A | #N/A | #N/A | #N/A | #N/A | #N/A | #N/A | #N/A | #N/A | #N/A | #N/A | #N/A | 0.55 | 0.54 | 0.54 | 0.54 | 0.54 | 0.54 | 0.53 | 0.53 | 0.53 | 0.53 | 0.53 | 0.52 | 0.52 | 0.52 | 0.52 | 0.52 | 0.52 | 0.51 | 0.51 | 0.51 | 0.51 | 0.51 | 0.51 | 0.5 | 0.5 | 0.5 | 0.5 | 0.5 | 0.5 | 0.49 | 0.49 | 0.49 | 0.49 | 0.49 | 0.49 | 0.48 | 0.48 | 0.48 | 0.48 | 0.48 | 0.48 | 0.48 | 0.47 | 0.47 | 0.47 | 0.47 | 0.47 | 0.47 | 0.47 | 0.46 | 0.46 | 0.46 | 0.46 | 0.46 | 0.46 | 0.46 | 0.46 | 0.45 | 0.45 | 0.45 | 0.45 | 0.45 | 0.45 | 0.45 | 0.45 | 0.45 | 0.44 | 0.44 | 0.44 | 0.44 | 0.44 | 0.44 | 0.44 | 0.44 | 0.44 | 0.43 | 0.43 | 0.43 | 0.43 | 0.43 | 0.43 | 0.43 | 0.43 | 0.43 | 0.43 | 0.43 | 0.42 | 0.42 | 0.42 | 0.42 | 0.42 | 0.42 | 0.42 | 0.42 | 0.42 | 0.42 | #N/A | #N/A | #N/A | #N/A | #N/A | #N/A | #N/A | #N/A | #N/A | #N/A
[35 empty] | R507 | -39 | 721 | #N/A | #N/A | #N/A | #N/A | #N/A | #N/A | #N/A | #N/A | #N/A | #N/A | #N/A | #N/A | #N/A | #N/A | #N/A | #N/A | #N/A | #N/A | #N/A | #N/A | #N/A | #N/A | #N/A | #N/A | #N/A | 0.55 | 0.55 | 0.55 | 0.54 | 0.54 | 0.54 | 0.54 | 0.54 | 0.53 | 0.53 | 0.53 | 0.53 | 0.53 | 0.52 | 0.52 | 0.52 | 0.52 | 0.52 | 0.52 | 0.51 | 0.51 | 0.51 | 0.51 | 0.51 | 0.51 | 0.5 | 0.5 | 0.5 | 0.5 | 0.5 | 0.5 | 0.49 | 0.49 | 0.49 | 0.49 | 0.49 | 0.49 | 0.49 | 0.48 | 0.48 | 0.48 | 0.48 | 0.48 | 0.48 | 0.48 | 0.47 | 0.47 | 0.47 | 0.47 | 0.47 | 0.47 | 0.47 | 0.46 | 0.46 | 0.46 | 0.46 | 0.46 | 0.46 | 0.46 | 0.46 | 0.45 | 0.45 | 0.45 | 0.45 | 0.45 | 0.45 | 0.45 | 0.45 | 0.45 | 0.44 | 0.44 | 0.44 | 0.44 | 0.44 | 0.44 | 0.44 | 0.44 | 0.44 | 0.43 | 0.43 | 0.43 | 0.43 | 0.43 | 0.43 | 0.43 | 0.43 | 0.43 | 0.43 | 0.43 | 0.42 | 0.42 | 0.42 | 0.42 | 0.42 | 0.42 | 0.42 | #N/A | #N/A | #N/A | #N/A | #N/A | #N/A | #N/A | #N/A | #N/A | #N/A
[35 empty] | R507 | -38 | 722 | #N/A | #N/A | #N/A | #N/A | #N/A | #N/A | #N/A | #N/A | #N/A | #N/A | #N/A | #N/A | #N/A | #N/A | #N/A | #N/A | #N/A | #N/A | #N/A | #N/A | #N/A | #N/A | #N/A | #N/A | #N/A | 0.55 | 0.55 | 0.55 | 0.55 | 0.55 | 0.54 | 0.54 | 0.54 | 0.54 | 0.54 | 0.53 | 0.53 | 0.53 | 0.53 | 0.53 | 0.53 | 0.52 | 0.52 | 0.52 | 0.52 | 0.52 | 0.51 | 0.51 | 0.51 | 0.51 | 0.51 | 0.51 | 0.5 | 0.5 | 0.5 | 0.5 | 0.5 | 0.5 | 0.5 | 0.49 | 0.49 | 0.49 | 0.49 | 0.49 | 0.49 | 0.48 | 0.48 | 0.48 | 0.48 | 0.48 | 0.48 | 0.48 | 0.47 | 0.47 | 0.47 | 0.47 | 0.47 | 0.47 | 0.47 | 0.47 | 0.46 | 0.46 | 0.46 | 0.46 | 0.46 | 0.46 | 0.46 | 0.46 | 0.45 | 0.45 | 0.45 | 0.45 | 0.45 | 0.45 | 0.45 | 0.45 | 0.44 | 0.44 | 0.44 | 0.44 | 0.44 | 0.44 | 0.44 | 0.44 | 0.44 | 0.44 | 0.43 | 0.43 | 0.43 | 0.43 | 0.43 | 0.43 | 0.43 | 0.43 | 0.43 | 0.43 | 0.43 | 0.43 | 0.42 | 0.42 | 0.42 | #N/A | #N/A | #N/A | #N/A | #N/A | #N/A | #N/A | #N/A | #N/A | #N/A
[35 empty] | R507 | -37 | 723 | #N/A | #N/A | #N/A | #N/A | #N/A | #N/A | #N/A | #N/A | #N/A | #N/A | #N/A | #N/A | #N/A | #N/A | #N/A | #N/A | #N/A | #N/A | #N/A | #N/A | #N/A | #N/A | #N/A | #N/A | #N/A | 0.56 | 0.56 | 0.56 | 0.55 | 0.55 | 0.55 | 0.55 | 0.55 | 0.54 | 0.54 | 0.54 | 0.54 | 0.54 | 0.53 | 0.53 | 0.53 | 0.53 | 0.53 | 0.52 | 0.52 | 0.52 | 0.52 | 0.52 | 0.52 | 0.51 | 0.51 | 0.51 | 0.51 | 0.51 | 0.51 | 0.5 | 0.5 | 0.5 | 0.5 | 0.5 | 0.5 | 0.49 | 0.49 | 0.49 | 0.49 | 0.49 | 0.49 | 0.49 | 0.48 | 0.48 | 0.48 | 0.48 | 0.48 | 0.48 | 0.48 | 0.47 | 0.47 | 0.47 | 0.47 | 0.47 | 0.47 | 0.47 | 0.46 | 0.46 | 0.46 | 0.46 | 0.46 | 0.46 | 0.46 | 0.46 | 0.45 | 0.45 | 0.45 | 0.45 | 0.45 | 0.45 | 0.45 | 0.45 | 0.45 | 0.44 | 0.44 | 0.44 | 0.44 | 0.44 | 0.44 | 0.44 | 0.44 | 0.44 | 0.44 | 0.44 | 0.43 | 0.43 | 0.43 | 0.43 | 0.43 | 0.43 | 0.43 | 0.43 | 0.43 | 0.43 | 0.43 | #N/A | #N/A | #N/A | #N/A | #N/A | #N/A | #N/A | #N/A | #N/A | #N/A
[35 empty] | R507 | -36 | 724 | #N/A | #N/A | #N/A | #N/A | #N/A | #N/A | #N/A | #N/A | #N/A | #N/A | #N/A | #N/A | #N/A | #N/A | #N/A | #N/A | #N/A | #N/A | #N/A | #N/A | #N/A | #N/A | #N/A | #N/A | #N/A | 0.56 | 0.56 | 0.56 | 0.56 | 0.56 | 0.55 | 0.55 | 0.55 | 0.55 | 0.55 | 0.54 | 0.54 | 0.54 | 0.54 | 0.54 | 0.53 | 0.53 | 0.53 | 0.53 | 0.53 | 0.53 | 0.52 | 0.52 | 0.52 | 0.52 | 0.52 | 0.51 | 0.51 | 0.51 | 0.51 | 0.51 | 0.51 | 0.5 | 0.5 | 0.5 | 0.5 | 0.5 | 0.5 | 0.5 | 0.49 | 0.49 | 0.49 | 0.49 | 0.49 | 0.49 | 0.48 | 0.48 | 0.48 | 0.48 | 0.48 | 0.48 | 0.48 | 0.47 | 0.47 | 0.47 | 0.47 | 0.47 | 0.47 | 0.47 | 0.47 | 0.46 | 0.46 | 0.46 | 0.46 | 0.46 | 0.46 | 0.46 | 0.46 | 0.45 | 0.45 | 0.45 | 0.45 | 0.45 | 0.45 | 0.45 | 0.45 | 0.45 | 0.44 | 0.44 | 0.44 | 0.44 | 0.44 | 0.44 | 0.44 | 0.44 | 0.44 | 0.44 | 0.44 | 0.43 | 0.43 | 0.43 | 0.43 | 0.43 | 0.43 | 0.43 | 0.43 | #N/A | #N/A | #N/A | #N/A | #N/A | #N/A | #N/A | #N/A | #N/A | #N/A
[35 empty] | R507 | -35 | 725 | #N/A | #N/A | #N/A | #N/A | #N/A | #N/A | #N/A | #N/A | #N/A | #N/A | #N/A | #N/A | #N/A | #N/A | #N/A | #N/A | #N/A | #N/A | #N/A | #N/A | #N/A | #N/A | #N/A | #N/A | #N/A | 0.57 | 0.57 | 0.56 | 0.56 | 0.56 | 0.56 | 0.56 | 0.55 | 0.55 | 0.55 | 0.55 | 0.55 | 0.54 | 0.54 | 0.54 | 0.54 | 0.54 | 0.54 | 0.53 | 0.53 | 0.53 | 0.53 | 0.53 | 0.52 | 0.52 | 0.52 | 0.52 | 0.52 | 0.52 | 0.51 | 0.51 | 0.51 | 0.51 | 0.51 | 0.51 | 0.5 | 0.5 | 0.5 | 0.5 | 0.5 | 0.5 | 0.49 | 0.49 | 0.49 | 0.49 | 0.49 | 0.49 | 0.49 | 0.48 | 0.48 | 0.48 | 0.48 | 0.48 | 0.48 | 0.48 | 0.47 | 0.47 | 0.47 | 0.47 | 0.47 | 0.47 | 0.47 | 0.47 | 0.46 | 0.46 | 0.46 | 0.46 | 0.46 | 0.46 | 0.46 | 0.46 | 0.45 | 0.45 | 0.45 | 0.45 | 0.45 | 0.45 | 0.45 | 0.45 | 0.45 | 0.45 | 0.44 | 0.44 | 0.44 | 0.44 | 0.44 | 0.44 | 0.44 | 0.44 | 0.44 | 0.44 | 0.44 | 0.43 | 0.43 | 0.43 | 0.43 | #N/A | #N/A | #N/A | #N/A | #N/A | #N/A | #N/A | #N/A | #N/A | #N/A
[35 empty] | R507 | -34 | 726 | #N/A | #N/A | #N/A | #N/A | #N/A | #N/A | #N/A | #N/A | #N/A | #N/A | #N/A | #N/A | #N/A | #N/A | #N/A | #N/A | #N/A | #N/A | #N/A | #N/A | #N/A | #N/A | #N/A | #N/A | #N/A | 0.57 | 0.57 | 0.57 | 0.57 | 0.57 | 0.56 | 0.56 | 0.56 | 0.56 | 0.56 | 0.55 | 0.55 | 0.55 | 0.55 | 0.55 | 0.54 | 0.54 | 0.54 | 0.54 | 0.54 | 0.53 | 0.53 | 0.53 | 0.53 | 0.53 | 0.52 | 0.52 | 0.52 | 0.52 | 0.52 | 0.52 | 0.51 | 0.51 | 0.51 | 0.51 | 0.51 | 0.51 | 0.5 | 0.5 | 0.5 | 0.5 | 0.5 | 0.5 | 0.5 | 0.49 | 0.49 | 0.49 | 0.49 | 0.49 | 0.49 | 0.48 | 0.48 | 0.48 | 0.48 | 0.48 | 0.48 | 0.48 | 0.48 | 0.47 | 0.47 | 0.47 | 0.47 | 0.47 | 0.47 | 0.47 | 0.47 | 0.46 | 0.46 | 0.46 | 0.46 | 0.46 | 0.46 | 0.46 | 0.46 | 0.45 | 0.45 | 0.45 | 0.45 | 0.45 | 0.45 | 0.45 | 0.45 | 0.45 | 0.45 | 0.44 | 0.44 | 0.44 | 0.44 | 0.44 | 0.44 | 0.44 | 0.44 | 0.44 | 0.44 | 0.44 | 0.43 | #N/A | #N/A | #N/A | #N/A | #N/A | #N/A | #N/A | #N/A | #N/A | #N/A
[35 empty] | R507 | -33 | 727 | #N/A | #N/A | #N/A | #N/A | #N/A | #N/A | #N/A | #N/A | #N/A | #N/A | #N/A | #N/A | #N/A | #N/A | #N/A | #N/A | #N/A | #N/A | #N/A | #N/A | #N/A | #N/A | #N/A | #N/A | #N/A | 0.58 | 0.58 | 0.57 | 0.57 | 0.57 | 0.57 | 0.57 | 0.56 | 0.56 | 0.56 | 0.56 | 0.56 | 0.55 | 0.55 | 0.55 | 0.55 | 0.55 | 0.54 | 0.54 | 0.54 | 0.54 | 0.54 | 0.53 | 0.53 | 0.53 | 0.53 | 0.53 | 0.53 | 0.52 | 0.52 | 0.52 | 0.52 | 0.52 | 0.52 | 0.51 | 0.51 | 0.51 | 0.51 | 0.51 | 0.51 | 0.5 | 0.5 | 0.5 | 0.5 | 0.5 | 0.5 | 0.49 | 0.49 | 0.49 | 0.49 | 0.49 | 0.49 | 0.49 | 0.48 | 0.48 | 0.48 | 0.48 | 0.48 | 0.48 | 0.48 | 0.47 | 0.47 | 0.47 | 0.47 | 0.47 | 0.47 | 0.47 | 0.47 | 0.46 | 0.46 | 0.46 | 0.46 | 0.46 | 0.46 | 0.46 | 0.46 | 0.46 | 0.45 | 0.45 | 0.45 | 0.45 | 0.45 | 0.45 | 0.45 | 0.45 | 0.45 | 0.45 | 0.44 | 0.44 | 0.44 | 0.44 | 0.44 | 0.44 | 0.44 | 0.44 | 0.44 | #N/A | #N/A | #N/A | #N/A | #N/A | #N/A | #N/A | #N/A | #N/A | #N/A
[35 empty] | R507 | -32 | 728 | #N/A | #N/A | #N/A | #N/A | #N/A | #N/A | #N/A | #N/A | #N/A | #N/A | #N/A | #N/A | #N/A | #N/A | #N/A | #N/A | #N/A | #N/A | #N/A | #N/A | #N/A | #N/A | #N/A | #N/A | #N/A | 0.58 | 0.58 | 0.58 | 0.58 | 0.58 | 0.57 | 0.57 | 0.57 | 0.57 | 0.57 | 0.56 | 0.56 | 0.56 | 0.56 | 0.55 | 0.55 | 0.55 | 0.55 | 0.55 | 0.54 | 0.54 | 0.54 | 0.54 | 0.54 | 0.54 | 0.53 | 0.53 | 0.53 | 0.53 | 0.53 | 0.52 | 0.52 | 0.52 | 0.52 | 0.52 | 0.52 | 0.51 | 0.51 | 0.51 | 0.51 | 0.51 | 0.51 | 0.5 | 0.5 | 0.5 | 0.5 | 0.5 | 0.5 | 0.5 | 0.49 | 0.49 | 0.49 | 0.49 | 0.49 | 0.49 | 0.49 | 0.48 | 0.48 | 0.48 | 0.48 | 0.48 | 0.48 | 0.48 | 0.47 | 0.47 | 0.47 | 0.47 | 0.47 | 0.47 | 0.47 | 0.47 | 0.46 | 0.46 | 0.46 | 0.46 | 0.46 | 0.46 | 0.46 | 0.46 | 0.46 | 0.45 | 0.45 | 0.45 | 0.45 | 0.45 | 0.45 | 0.45 | 0.45 | 0.45 | 0.45 | 0.45 | 0.44 | 0.44 | 0.44 | 0.44 | 0.44 | #N/A | #N/A | #N/A | #N/A | #N/A | #N/A | #N/A | #N/A | #N/A | #N/A
[35 empty] | R507 | -31 | 729 | #N/A | #N/A | #N/A | #N/A | #N/A | #N/A | #N/A | #N/A | #N/A | #N/A | #N/A | #N/A | #N/A | #N/A | #N/A | #N/A | #N/A | #N/A | #N/A | #N/A | #N/A | #N/A | #N/A | #N/A | #N/A | 0.59 | 0.59 | 0.59 | 0.58 | 0.58 | 0.58 | 0.58 | 0.57 | 0.57 | 0.57 | 0.57 | 0.57 | 0.56 | 0.56 | 0.56 | 0.56 | 0.56 | 0.55 | 0.55 | 0.55 | 0.55 | 0.55 | 0.54 | 0.54 | 0.54 | 0.54 | 0.54 | 0.53 | 0.53 | 0.53 | 0.53 | 0.53 | 0.53 | 0.52 | 0.52 | 0.52 | 0.52 | 0.52 | 0.52 | 0.51 | 0.51 | 0.51 | 0.51 | 0.51 | 0.51 | 0.5 | 0.5 | 0.5 | 0.5 | 0.5 | 0.5 | 0.49 | 0.49 | 0.49 | 0.49 | 0.49 | 0.49 | 0.49 | 0.48 | 0.48 | 0.48 | 0.48 | 0.48 | 0.48 | 0.48 | 0.48 | 0.47 | 0.47 | 0.47 | 0.47 | 0.47 | 0.47 | 0.47 | 0.47 | 0.46 | 0.46 | 0.46 | 0.46 | 0.46 | 0.46 | 0.46 | 0.46 | 0.46 | 0.46 | 0.45 | 0.45 | 0.45 | 0.45 | 0.45 | 0.45 | 0.45 | 0.45 | 0.45 | 0.45 | 0.45 | 0.44 | #N/A | #N/A | #N/A | #N/A | #N/A | #N/A | #N/A | #N/A | #N/A | #N/A
[35 empty] | R507 | -30 | 730 | #N/A | #N/A | #N/A | #N/A | #N/A | #N/A | #N/A | #N/A | #N/A | #N/A | #N/A | #N/A | #N/A | #N/A | #N/A | #N/A | #N/A | #N/A | #N/A | #N/A | #N/A | #N/A | #N/A | #N/A | #N/A | 0.6 | 0.59 | 0.59 | 0.59 | 0.59 | 0.58 | 0.58 | 0.58 | 0.58 | 0.58 | 0.57 | 0.57 | 0.57 | 0.57 | 0.56 | 0.56 | 0.56 | 0.56 | 0.56 | 0.55 | 0.55 | 0.55 | 0.55 | 0.55 | 0.54 | 0.54 | 0.54 | 0.54 | 0.54 | 0.54 | 0.53 | 0.53 | 0.53 | 0.53 | 0.53 | 0.52 | 0.52 | 0.52 | 0.52 | 0.52 | 0.52 | 0.51 | 0.51 | 0.51 | 0.51 | 0.51 | 0.51 | 0.5 | 0.5 | 0.5 | 0.5 | 0.5 | 0.5 | 0.5 | 0.49 | 0.49 | 0.49 | 0.49 | 0.49 | 0.49 | 0.49 | 0.48 | 0.48 | 0.48 | 0.48 | 0.48 | 0.48 | 0.48 | 0.48 | 0.47 | 0.47 | 0.47 | 0.47 | 0.47 | 0.47 | 0.47 | 0.47 | 0.46 | 0.46 | 0.46 | 0.46 | 0.46 | 0.46 | 0.46 | 0.46 | 0.46 | 0.46 | 0.45 | 0.45 | 0.45 | 0.45 | 0.45 | 0.45 | 0.45 | 0.45 | 0.45 | #N/A | #N/A | #N/A | #N/A | #N/A | #N/A | #N/A | #N/A | #N/A | #N/A
[35 empty] | R507 | -29 | 731 | #N/A | #N/A | #N/A | #N/A | #N/A | #N/A | #N/A | #N/A | #N/A | #N/A | #N/A | #N/A | #N/A | #N/A | #N/A | #N/A | #N/A | #N/A | #N/A | #N/A | #N/A | #N/A | #N/A | #N/A | #N/A | 0.6 | 0.6 | 0.6 | 0.59 | 0.59 | 0.59 | 0.59 | 0.58 | 0.58 | 0.58 | 0.58 | 0.58 | 0.57 | 0.57 | 0.57 | 0.57 | 0.57 | 0.56 | 0.56 | 0.56 | 0.56 | 0.56 | 0.55 | 0.55 | 0.55 | 0.55 | 0.55 | 0.54 | 0.54 | 0.54 | 0.54 | 0.54 | 0.53 | 0.53 | 0.53 | 0.53 | 0.53 | 0.53 | 0.52 | 0.52 | 0.52 | 0.52 | 0.52 | 0.52 | 0.51 | 0.51 | 0.51 | 0.51 | 0.51 | 0.51 | 0.5 | 0.5 | 0.5 | 0.5 | 0.5 | 0.5 | 0.5 | 0.49 | 0.49 | 0.49 | 0.49 | 0.49 | 0.49 | 0.49 | 0.48 | 0.48 | 0.48 | 0.48 | 0.48 | 0.48 | 0.48 | 0.48 | 0.47 | 0.47 | 0.47 | 0.47 | 0.47 | 0.47 | 0.47 | 0.47 | 0.47 | 0.46 | 0.46 | 0.46 | 0.46 | 0.46 | 0.46 | 0.46 | 0.46 | 0.46 | 0.46 | 0.45 | 0.45 | 0.45 | 0.45 | 0.45 | #N/A | #N/A | #N/A | #N/A | #N/A | #N/A | #N/A | #N/A | #N/A | #N/A
[35 empty] | R507 | -28 | 732 | #N/A | #N/A | #N/A | #N/A | #N/A | #N/A | #N/A | #N/A | #N/A | #N/A | #N/A | #N/A | #N/A | #N/A | #N/A | #N/A | #N/A | #N/A | #N/A | #N/A | #N/A | #N/A | #N/A | #N/A | #N/A | 0.61 | 0.6 | 0.6 | 0.6 | 0.6 | 0.59 | 0.59 | 0.59 | 0.59 | 0.59 | 0.58 | 0.58 | 0.58 | 0.58 | 0.57 | 0.57 | 0.57 | 0.57 | 0.57 | 0.56 | 0.56 | 0.56 | 0.56 | 0.56 | 0.55 | 0.55 | 0.55 | 0.55 | 0.55 | 0.54 | 0.54 | 0.54 | 0.54 | 0.54 | 0.54 | 0.53 | 0.53 | 0.53 | 0.53 | 0.53 | 0.52 | 0.52 | 0.52 | 0.52 | 0.52 | 0.52 | 0.51 | 0.51 | 0.51 | 0.51 | 0.51 | 0.51 | 0.51 | 0.5 | 0.5 | 0.5 | 0.5 | 0.5 | 0.5 | 0.5 | 0.49 | 0.49 | 0.49 | 0.49 | 0.49 | 0.49 | 0.49 | 0.48 | 0.48 | 0.48 | 0.48 | 0.48 | 0.48 | 0.48 | 0.48 | 0.47 | 0.47 | 0.47 | 0.47 | 0.47 | 0.47 | 0.47 | 0.47 | 0.47 | 0.46 | 0.46 | 0.46 | 0.46 | 0.46 | 0.46 | 0.46 | 0.46 | 0.46 | 0.46 | 0.45 | 0.45 | #N/A | #N/A | #N/A | #N/A | #N/A | #N/A | #N/A | #N/A | #N/A | #N/A
[35 empty] | R507 | -27 | 733 | #N/A | #N/A | #N/A | #N/A | #N/A | #N/A | #N/A | #N/A | #N/A | #N/A | #N/A | #N/A | #N/A | #N/A | #N/A | #N/A | #N/A | #N/A | #N/A | #N/A | #N/A | #N/A | #N/A | #N/A | #N/A | 0.61 | 0.61 | 0.61 | 0.61 | 0.6 | 0.6 | 0.6 | 0.6 | 0.59 | 0.59 | 0.59 | 0.59 | 0.58 | 0.58 | 0.58 | 0.58 | 0.58 | 0.57 | 0.57 | 0.57 | 0.57 | 0.57 | 0.56 | 0.56 | 0.56 | 0.56 | 0.56 | 0.55 | 0.55 | 0.55 | 0.55 | 0.55 | 0.54 | 0.54 | 0.54 | 0.54 | 0.54 | 0.53 | 0.53 | 0.53 | 0.53 | 0.53 | 0.53 | 0.52 | 0.52 | 0.52 | 0.52 | 0.52 | 0.52 | 0.51 | 0.51 | 0.51 | 0.51 | 0.51 | 0.51 | 0.5 | 0.5 | 0.5 | 0.5 | 0.5 | 0.5 | 0.5 | 0.49 | 0.49 | 0.49 | 0.49 | 0.49 | 0.49 | 0.49 | 0.49 | 0.48 | 0.48 | 0.48 | 0.48 | 0.48 | 0.48 | 0.48 | 0.48 | 0.47 | 0.47 | 0.47 | 0.47 | 0.47 | 0.47 | 0.47 | 0.47 | 0.47 | 0.46 | 0.46 | 0.46 | 0.46 | 0.46 | 0.46 | 0.46 | 0.46 | 0.46 | #N/A | #N/A | #N/A | #N/A | #N/A | #N/A | #N/A | #N/A | #N/A | #N/A
[35 empty] | R507 | -26 | 734 | #N/A | #N/A | #N/A | #N/A | #N/A | #N/A | #N/A | #N/A | #N/A | #N/A | #N/A | #N/A | #N/A | #N/A | #N/A | #N/A | #N/A | #N/A | #N/A | #N/A | #N/A | #N/A | #N/A | #N/A | #N/A | 0.62 | 0.62 | 0.61 | 0.61 | 0.61 | 0.61 | 0.6 | 0.6 | 0.6 | 0.6 | 0.59 | 0.59 | 0.59 | 0.59 | 0.59 | 0.58 | 0.58 | 0.58 | 0.58 | 0.57 | 0.57 | 0.57 | 0.57 | 0.57 | 0.56 | 0.56 | 0.56 | 0.56 | 0.56 | 0.55 | 0.55 | 0.55 | 0.55 | 0.55 | 0.54 | 0.54 | 0.54 | 0.54 | 0.54 | 0.54 | 0.53 | 0.53 | 0.53 | 0.53 | 0.53 | 0.53 | 0.52 | 0.52 | 0.52 | 0.52 | 0.52 | 0.52 | 0.51 | 0.51 | 0.51 | 0.51 | 0.51 | 0.51 | 0.5 | 0.5 | 0.5 | 0.5 | 0.5 | 0.5 | 0.5 | 0.49 | 0.49 | 0.49 | 0.49 | 0.49 | 0.49 | 0.49 | 0.49 | 0.48 | 0.48 | 0.48 | 0.48 | 0.48 | 0.48 | 0.48 | 0.48 | 0.47 | 0.47 | 0.47 | 0.47 | 0.47 | 0.47 | 0.47 | 0.47 | 0.47 | 0.47 | 0.46 | 0.46 | 0.46 | 0.46 | 0.46 | #N/A | #N/A | #N/A | #N/A | #N/A | #N/A | #N/A | #N/A | #N/A | #N/A
[35 empty] | R507 | -25 | 735 | #N/A | #N/A | #N/A | #N/A | #N/A | #N/A | #N/A | #N/A | #N/A | #N/A | #N/A | #N/A | #N/A | #N/A | #N/A | #N/A | #N/A | #N/A | #N/A | #N/A | #N/A | #N/A | #N/A | #N/A | #N/A | 0.62 | 0.62 | 0.62 | 0.62 | 0.61 | 0.61 | 0.61 | 0.61 | 0.6 | 0.6 | 0.6 | 0.6 | 0.6 | 0.59 | 0.59 | 0.59 | 0.59 | 0.58 | 0.58 | 0.58 | 0.58 | 0.58 | 0.57 | 0.57 | 0.57 | 0.57 | 0.56 | 0.56 | 0.56 | 0.56 | 0.56 | 0.56 | 0.55 | 0.55 | 0.55 | 0.55 | 0.55 | 0.54 | 0.54 | 0.54 | 0.54 | 0.54 | 0.53 | 0.53 | 0.53 | 0.53 | 0.53 | 0.53 | 0.52 | 0.52 | 0.52 | 0.52 | 0.52 | 0.52 | 0.51 | 0.51 | 0.51 | 0.51 | 0.51 | 0.51 | 0.51 | 0.5 | 0.5 | 0.5 | 0.5 | 0.5 | 0.5 | 0.5 | 0.49 | 0.49 | 0.49 | 0.49 | 0.49 | 0.49 | 0.49 | 0.49 | 0.48 | 0.48 | 0.48 | 0.48 | 0.48 | 0.48 | 0.48 | 0.48 | 0.48 | 0.47 | 0.47 | 0.47 | 0.47 | 0.47 | 0.47 | 0.47 | 0.47 | 0.47 | 0.47 | 0.46 | #N/A | #N/A | #N/A | #N/A | #N/A | #N/A | #N/A | #N/A | #N/A | #N/A
[35 empty] | R507 | -24 | 736 | #N/A | #N/A | #N/A | #N/A | #N/A | #N/A | #N/A | #N/A | #N/A | #N/A | #N/A | #N/A | #N/A | #N/A | #N/A | #N/A | #N/A | #N/A | #N/A | #N/A | #N/A | #N/A | #N/A | #N/A | #N/A | 0.63 | 0.63 | 0.63 | 0.62 | 0.62 | 0.62 | 0.62 | 0.61 | 0.61 | 0.61 | 0.61 | 0.6 | 0.6 | 0.6 | 0.6 | 0.59 | 0.59 | 0.59 | 0.59 | 0.59 | 0.58 | 0.58 | 0.58 | 0.58 | 0.57 | 0.57 | 0.57 | 0.57 | 0.57 | 0.56 | 0.56 | 0.56 | 0.56 | 0.56 | 0.55 | 0.55 | 0.55 | 0.55 | 0.55 | 0.54 | 0.54 | 0.54 | 0.54 | 0.54 | 0.54 | 0.53 | 0.53 | 0.53 | 0.53 | 0.53 | 0.53 | 0.52 | 0.52 | 0.52 | 0.52 | 0.52 | 0.52 | 0.51 | 0.51 | 0.51 | 0.51 | 0.51 | 0.51 | 0.51 | 0.5 | 0.5 | 0.5 | 0.5 | 0.5 | 0.5 | 0.5 | 0.49 | 0.49 | 0.49 | 0.49 | 0.49 | 0.49 | 0.49 | 0.49 | 0.48 | 0.48 | 0.48 | 0.48 | 0.48 | 0.48 | 0.48 | 0.48 | 0.48 | 0.47 | 0.47 | 0.47 | 0.47 | 0.47 | 0.47 | 0.47 | 0.47 | #N/A | #N/A | #N/A | #N/A | #N/A | #N/A | #N/A | #N/A | #N/A | #N/A
[35 empty] | R507 | -23 | 737 | #N/A | #N/A | #N/A | #N/A | #N/A | #N/A | #N/A | #N/A | #N/A | #N/A | #N/A | #N/A | #N/A | #N/A | #N/A | #N/A | #N/A | #N/A | #N/A | #N/A | #N/A | #N/A | #N/A | #N/A | #N/A | 0.64 | 0.63 | 0.63 | 0.63 | 0.63 | 0.62 | 0.62 | 0.62 | 0.62 | 0.61 | 0.61 | 0.61 | 0.61 | 0.6 | 0.6 | 0.6 | 0.6 | 0.6 | 0.59 | 0.59 | 0.59 | 0.59 | 0.58 | 0.58 | 0.58 | 0.58 | 0.58 | 0.57 | 0.57 | 0.57 | 0.57 | 0.56 | 0.56 | 0.56 | 0.56 | 0.56 | 0.56 | 0.55 | 0.55 | 0.55 | 0.55 | 0.55 | 0.54 | 0.54 | 0.54 | 0.54 | 0.54 | 0.54 | 0.53 | 0.53 | 0.53 | 0.53 | 0.53 | 0.53 | 0.52 | 0.52 | 0.52 | 0.52 | 0.52 | 0.52 | 0.51 | 0.51 | 0.51 | 0.51 | 0.51 | 0.51 | 0.51 | 0.5 | 0.5 | 0.5 | 0.5 | 0.5 | 0.5 | 0.5 | 0.49 | 0.49 | 0.49 | 0.49 | 0.49 | 0.49 | 0.49 | 0.49 | 0.48 | 0.48 | 0.48 | 0.48 | 0.48 | 0.48 | 0.48 | 0.48 | 0.48 | 0.48 | 0.47 | 0.47 | 0.47 | 0.47 | #N/A | #N/A | #N/A | #N/A | #N/A | #N/A | #N/A | #N/A | #N/A | #N/A
[35 empty] | R507 | -22 | 738 | #N/A | #N/A | #N/A | #N/A | #N/A | #N/A | #N/A | #N/A | #N/A | #N/A | #N/A | #N/A | #N/A | #N/A | #N/A | #N/A | #N/A | #N/A | #N/A | #N/A | #N/A | #N/A | #N/A | #N/A | #N/A | 0.64 | 0.64 | 0.64 | 0.64 | 0.63 | 0.63 | 0.63 | 0.62 | 0.62 | 0.62 | 0.62 | 0.62 | 0.61 | 0.61 | 0.61 | 0.61 | 0.6 | 0.6 | 0.6 | 0.6 | 0.59 | 0.59 | 0.59 | 0.59 | 0.58 | 0.58 | 0.58 | 0.58 | 0.58 | 0.57 | 0.57 | 0.57 | 0.57 | 0.57 | 0.56 | 0.56 | 0.56 | 0.56 | 0.56 | 0.55 | 0.55 | 0.55 | 0.55 | 0.55 | 0.55 | 0.54 | 0.54 | 0.54 | 0.54 | 0.54 | 0.53 | 0.53 | 0.53 | 0.53 | 0.53 | 0.53 | 0.52 | 0.52 | 0.52 | 0.52 | 0.52 | 0.52 | 0.52 | 0.51 | 0.51 | 0.51 | 0.51 | 0.51 | 0.51 | 0.51 | 0.5 | 0.5 | 0.5 | 0.5 | 0.5 | 0.5 | 0.5 | 0.49 | 0.49 | 0.49 | 0.49 | 0.49 | 0.49 | 0.49 | 0.49 | 0.49 | 0.48 | 0.48 | 0.48 | 0.48 | 0.48 | 0.48 | 0.48 | 0.48 | 0.48 | 0.48 | #N/A | #N/A | #N/A | #N/A | #N/A | #N/A | #N/A | #N/A | #N/A | #N/A
[35 empty] | R507 | -21 | 739 | #N/A | #N/A | #N/A | #N/A | #N/A | #N/A | #N/A | #N/A | #N/A | #N/A | #N/A | #N/A | #N/A | #N/A | #N/A | #N/A | #N/A | #N/A | #N/A | #N/A | #N/A | #N/A | #N/A | #N/A | #N/A | 0.65 | 0.65 | 0.64 | 0.64 | 0.64 | 0.64 | 0.63 | 0.63 | 0.63 | 0.63 | 0.62 | 0.62 | 0.62 | 0.62 | 0.61 | 0.61 | 0.61 | 0.61 | 0.6 | 0.6 | 0.6 | 0.6 | 0.59 | 0.59 | 0.59 | 0.59 | 0.59 | 0.58 | 0.58 | 0.58 | 0.58 | 0.58 | 0.57 | 0.57 | 0.57 | 0.57 | 0.57 | 0.56 | 0.56 | 0.56 | 0.56 | 0.56 | 0.55 | 0.55 | 0.55 | 0.55 | 0.55 | 0.54 | 0.54 | 0.54 | 0.54 | 0.54 | 0.54 | 0.53 | 0.53 | 0.53 | 0.53 | 0.53 | 0.53 | 0.52 | 0.52 | 0.52 | 0.52 | 0.52 | 0.52 | 0.52 | 0.51 | 0.51 | 0.51 | 0.51 | 0.51 | 0.51 | 0.51 | 0.5 | 0.5 | 0.5 | 0.5 | 0.5 | 0.5 | 0.5 | 0.5 | 0.49 | 0.49 | 0.49 | 0.49 | 0.49 | 0.49 | 0.49 | 0.49 | 0.48 | 0.48 | 0.48 | 0.48 | 0.48 | 0.48 | 0.48 | #N/A | #N/A | #N/A | #N/A | #N/A | #N/A | #N/A | #N/A | #N/A | #N/A
[35 empty] | R507 | -20 | 740 | #N/A | #N/A | #N/A | #N/A | #N/A | #N/A | #N/A | #N/A | #N/A | #N/A | #N/A | #N/A | #N/A | #N/A | #N/A | #N/A | #N/A | #N/A | #N/A | #N/A | #N/A | #N/A | #N/A | #N/A | #N/A | 0.66 | 0.65 | 0.65 | 0.65 | 0.65 | 0.64 | 0.64 | 0.64 | 0.63 | 0.63 | 0.63 | 0.63 | 0.62 | 0.62 | 0.62 | 0.62 | 0.61 | 0.61 | 0.61 | 0.61 | 0.61 | 0.6 | 0.6 | 0.6 | 0.6 | 0.59 | 0.59 | 0.59 | 0.59 | 0.58 | 0.58 | 0.58 | 0.58 | 0.58 | 0.57 | 0.57 | 0.57 | 0.57 | 0.57 | 0.56 | 0.56 | 0.56 | 0.56 | 0.56 | 0.55 | 0.55 | 0.55 | 0.55 | 0.55 | 0.55 | 0.54 | 0.54 | 0.54 | 0.54 | 0.54 | 0.54 | 0.53 | 0.53 | 0.53 | 0.53 | 0.53 | 0.53 | 0.52 | 0.52 | 0.52 | 0.52 | 0.52 | 0.52 | 0.52 | 0.51 | 0.51 | 0.51 | 0.51 | 0.51 | 0.51 | 0.51 | 0.5 | 0.5 | 0.5 | 0.5 | 0.5 | 0.5 | 0.5 | 0.5 | 0.49 | 0.49 | 0.49 | 0.49 | 0.49 | 0.49 | 0.49 | 0.49 | 0.49 | 0.48 | 0.48 | 0.48 | #N/A | #N/A | #N/A | #N/A | #N/A | #N/A | #N/A | #N/A | #N/A | #N/A
[35 empty] | R507 | -19 | 741 | #N/A | #N/A | #N/A | #N/A | #N/A | #N/A | #N/A | #N/A | #N/A | #N/A | #N/A | #N/A | #N/A | #N/A | #N/A | #N/A | #N/A | #N/A | #N/A | #N/A | #N/A | #N/A | #N/A | #N/A | #N/A | 0.66 | 0.66 | 0.66 | 0.65 | 0.65 | 0.65 | 0.65 | 0.64 | 0.64 | 0.64 | 0.64 | 0.63 | 0.63 | 0.63 | 0.63 | 0.62 | 0.62 | 0.62 | 0.62 | 0.61 | 0.61 | 0.61 | 0.61 | 0.6 | 0.6 | 0.6 | 0.6 | 0.59 | 0.59 | 0.59 | 0.59 | 0.59 | 0.58 | 0.58 | 0.58 | 0.58 | 0.58 | 0.57 | 0.57 | 0.57 | 0.57 | 0.57 | 0.56 | 0.56 | 0.56 | 0.56 | 0.56 | 0.55 | 0.55 | 0.55 | 0.55 | 0.55 | 0.55 | 0.54 | 0.54 | 0.54 | 0.54 | 0.54 | 0.54 | 0.53 | 0.53 | 0.53 | 0.53 | 0.53 | 0.53 | 0.52 | 0.52 | 0.52 | 0.52 | 0.52 | 0.52 | 0.52 | 0.51 | 0.51 | 0.51 | 0.51 | 0.51 | 0.51 | 0.51 | 0.5 | 0.5 | 0.5 | 0.5 | 0.5 | 0.5 | 0.5 | 0.5 | 0.5 | 0.49 | 0.49 | 0.49 | 0.49 | 0.49 | 0.49 | 0.49 | 0.49 | #N/A | #N/A | #N/A | #N/A | #N/A | #N/A | #N/A | #N/A | #N/A | #N/A
[35 empty] | R507 | -18 | 742 | #N/A | #N/A | #N/A | #N/A | #N/A | #N/A | #N/A | #N/A | #N/A | #N/A | #N/A | #N/A | #N/A | #N/A | #N/A | #N/A | #N/A | #N/A | #N/A | #N/A | #N/A | #N/A | #N/A | #N/A | #N/A | 0.67 | 0.67 | 0.66 | 0.66 | 0.66 | 0.66 | 0.65 | 0.65 | 0.65 | 0.65 | 0.64 | 0.64 | 0.64 | 0.63 | 0.63 | 0.63 | 0.63 | 0.62 | 0.62 | 0.62 | 0.62 | 0.61 | 0.61 | 0.61 | 0.61 | 0.61 | 0.6 | 0.6 | 0.6 | 0.6 | 0.59 | 0.59 | 0.59 | 0.59 | 0.59 | 0.58 | 0.58 | 0.58 | 0.58 | 0.57 | 0.57 | 0.57 | 0.57 | 0.57 | 0.56 | 0.56 | 0.56 | 0.56 | 0.56 | 0.56 | 0.55 | 0.55 | 0.55 | 0.55 | 0.55 | 0.54 | 0.54 | 0.54 | 0.54 | 0.54 | 0.54 | 0.53 | 0.53 | 0.53 | 0.53 | 0.53 | 0.53 | 0.53 | 0.52 | 0.52 | 0.52 | 0.52 | 0.52 | 0.52 | 0.52 | 0.51 | 0.51 | 0.51 | 0.51 | 0.51 | 0.51 | 0.51 | 0.51 | 0.5 | 0.5 | 0.5 | 0.5 | 0.5 | 0.5 | 0.5 | 0.5 | 0.49 | 0.49 | 0.49 | 0.49 | 0.49 | #N/A | #N/A | #N/A | #N/A | #N/A | #N/A | #N/A | #N/A | #N/A | #N/A
[35 empty] | R507 | -17 | 743 | #N/A | #N/A | #N/A | #N/A | #N/A | #N/A | #N/A | #N/A | #N/A | #N/A | #N/A | #N/A | #N/A | #N/A | #N/A | #N/A | #N/A | #N/A | #N/A | #N/A | #N/A | #N/A | #N/A | #N/A | #N/A | 0.68 | 0.67 | 0.67 | 0.67 | 0.67 | 0.66 | 0.66 | 0.66 | 0.65 | 0.65 | 0.65 | 0.65 | 0.64 | 0.64 | 0.64 | 0.64 | 0.63 | 0.63 | 0.63 | 0.63 | 0.62 | 0.62 | 0.62 | 0.62 | 0.61 | 0.61 | 0.61 | 0.61 | 0.6 | 0.6 | 0.6 | 0.6 | 0.6 | 0.59 | 0.59 | 0.59 | 0.59 | 0.58 | 0.58 | 0.58 | 0.58 | 0.58 | 0.57 | 0.57 | 0.57 | 0.57 | 0.57 | 0.56 | 0.56 | 0.56 | 0.56 | 0.56 | 0.56 | 0.55 | 0.55 | 0.55 | 0.55 | 0.55 | 0.54 | 0.54 | 0.54 | 0.54 | 0.54 | 0.54 | 0.53 | 0.53 | 0.53 | 0.53 | 0.53 | 0.53 | 0.53 | 0.52 | 0.52 | 0.52 | 0.52 | 0.52 | 0.52 | 0.52 | 0.51 | 0.51 | 0.51 | 0.51 | 0.51 | 0.51 | 0.51 | 0.51 | 0.5 | 0.5 | 0.5 | 0.5 | 0.5 | 0.5 | 0.5 | 0.5 | 0.5 | 0.49 | #N/A | #N/A | #N/A | #N/A | #N/A | #N/A | #N/A | #N/A | #N/A | #N/A
[35 empty] | R507 | -16 | 744 | #N/A | #N/A | #N/A | #N/A | #N/A | #N/A | #N/A | #N/A | #N/A | #N/A | #N/A | #N/A | #N/A | #N/A | #N/A | #N/A | #N/A | #N/A | #N/A | #N/A | #N/A | #N/A | #N/A | #N/A | #N/A | 0.68 | 0.68 | 0.68 | 0.68 | 0.67 | 0.67 | 0.67 | 0.66 | 0.66 | 0.66 | 0.66 | 0.65 | 0.65 | 0.65 | 0.65 | 0.64 | 0.64 | 0.64 | 0.63 | 0.63 | 0.63 | 0.63 | 0.62 | 0.62 | 0.62 | 0.62 | 0.61 | 0.61 | 0.61 | 0.61 | 0.61 | 0.6 | 0.6 | 0.6 | 0.6 | 0.59 | 0.59 | 0.59 | 0.59 | 0.59 | 0.58 | 0.58 | 0.58 | 0.58 | 0.58 | 0.57 | 0.57 | 0.57 | 0.57 | 0.57 | 0.56 | 0.56 | 0.56 | 0.56 | 0.56 | 0.55 | 0.55 | 0.55 | 0.55 | 0.55 | 0.55 | 0.54 | 0.54 | 0.54 | 0.54 | 0.54 | 0.54 | 0.53 | 0.53 | 0.53 | 0.53 | 0.53 | 0.53 | 0.53 | 0.52 | 0.52 | 0.52 | 0.52 | 0.52 | 0.52 | 0.52 | 0.51 | 0.51 | 0.51 | 0.51 | 0.51 | 0.51 | 0.51 | 0.51 | 0.51 | 0.5 | 0.5 | 0.5 | 0.5 | 0.5 | 0.5 | #N/A | #N/A | #N/A | #N/A | #N/A | #N/A | #N/A | #N/A | #N/A | #N/A
[35 empty] | R507 | -15 | 745 | #N/A | #N/A | #N/A | #N/A | #N/A | #N/A | #N/A | #N/A | #N/A | #N/A | #N/A | #N/A | #N/A | #N/A | #N/A | #N/A | #N/A | #N/A | #N/A | #N/A | #N/A | #N/A | #N/A | #N/A | #N/A | 0.69 | 0.69 | 0.69 | 0.68 | 0.68 | 0.68 | 0.67 | 0.67 | 0.67 | 0.67 | 0.66 | 0.66 | 0.66 | 0.65 | 0.65 | 0.65 | 0.65 | 0.64 | 0.64 | 0.64 | 0.64 | 0.63 | 0.63 | 0.63 | 0.63 | 0.62 | 0.62 | 0.62 | 0.62 | 0.61 | 0.61 | 0.61 | 0.61 | 0.6 | 0.6 | 0.6 | 0.6 | 0.6 | 0.59 | 0.59 | 0.59 | 0.59 | 0.59 | 0.58 | 0.58 | 0.58 | 0.58 | 0.57 | 0.57 | 0.57 | 0.57 | 0.57 | 0.57 | 0.56 | 0.56 | 0.56 | 0.56 | 0.56 | 0.55 | 0.55 | 0.55 | 0.55 | 0.55 | 0.55 | 0.54 | 0.54 | 0.54 | 0.54 | 0.54 | 0.54 | 0.53 | 0.53 | 0.53 | 0.53 | 0.53 | 0.53 | 0.53 | 0.52 | 0.52 | 0.52 | 0.52 | 0.52 | 0.52 | 0.52 | 0.52 | 0.51 | 0.51 | 0.51 | 0.51 | 0.51 | 0.51 | 0.51 | 0.51 | 0.51 | 0.5 | 0.5 | #N/A | #N/A | #N/A | #N/A | #N/A | #N/A | #N/A | #N/A | #N/A | #N/A
[35 empty] | R507 | -14 | 746 | #N/A | #N/A | #N/A | #N/A | #N/A | #N/A | #N/A | #N/A | #N/A | #N/A | #N/A | #N/A | #N/A | #N/A | #N/A | #N/A | #N/A | #N/A | #N/A | #N/A | #N/A | #N/A | #N/A | #N/A | #N/A | 0.7 | 0.7 | 0.69 | 0.69 | 0.69 | 0.68 | 0.68 | 0.68 | 0.68 | 0.67 | 0.67 | 0.67 | 0.66 | 0.66 | 0.66 | 0.66 | 0.65 | 0.65 | 0.65 | 0.65 | 0.64 | 0.64 | 0.64 | 0.63 | 0.63 | 0.63 | 0.63 | 0.62 | 0.62 | 0.62 | 0.62 | 0.62 | 0.61 | 0.61 | 0.61 | 0.61 | 0.6 | 0.6 | 0.6 | 0.6 | 0.59 | 0.59 | 0.59 | 0.59 | 0.59 | 0.58 | 0.58 | 0.58 | 0.58 | 0.58 | 0.57 | 0.57 | 0.57 | 0.57 | 0.57 | 0.57 | 0.56 | 0.56 | 0.56 | 0.56 | 0.56 | 0.55 | 0.55 | 0.55 | 0.55 | 0.55 | 0.55 | 0.54 | 0.54 | 0.54 | 0.54 | 0.54 | 0.54 | 0.54 | 0.53 | 0.53 | 0.53 | 0.53 | 0.53 | 0.53 | 0.53 | 0.52 | 0.52 | 0.52 | 0.52 | 0.52 | 0.52 | 0.52 | 0.52 | 0.51 | 0.51 | 0.51 | 0.51 | 0.51 | 0.51 | 0.51 | #N/A | #N/A | #N/A | #N/A | #N/A | #N/A | #N/A | #N/A | #N/A | #N/A
[35 empty] | R507 | -13 | 747 | #N/A | #N/A | #N/A | #N/A | #N/A | #N/A | #N/A | #N/A | #N/A | #N/A | #N/A | #N/A | #N/A | #N/A | #N/A | #N/A | #N/A | #N/A | #N/A | #N/A | #N/A | #N/A | #N/A | #N/A | #N/A | 0.71 | 0.7 | 0.7 | 0.7 | 0.7 | 0.69 | 0.69 | 0.69 | 0.68 | 0.68 | 0.68 | 0.67 | 0.67 | 0.67 | 0.67 | 0.66 | 0.66 | 0.66 | 0.65 | 0.65 | 0.65 | 0.65 | 0.64 | 0.64 | 0.64 | 0.64 | 0.63 | 0.63 | 0.63 | 0.63 | 0.62 | 0.62 | 0.62 | 0.62 | 0.61 | 0.61 | 0.61 | 0.61 | 0.61 | 0.6 | 0.6 | 0.6 | 0.6 | 0.59 | 0.59 | 0.59 | 0.59 | 0.59 | 0.58 | 0.58 | 0.58 | 0.58 | 0.58 | 0.57 | 0.57 | 0.57 | 0.57 | 0.57 | 0.56 | 0.56 | 0.56 | 0.56 | 0.56 | 0.56 | 0.55 | 0.55 | 0.55 | 0.55 | 0.55 | 0.55 | 0.54 | 0.54 | 0.54 | 0.54 | 0.54 | 0.54 | 0.54 | 0.53 | 0.53 | 0.53 | 0.53 | 0.53 | 0.53 | 0.53 | 0.52 | 0.52 | 0.52 | 0.52 | 0.52 | 0.52 | 0.52 | 0.52 | 0.51 | 0.51 | 0.51 | 0.51 | #N/A | #N/A | #N/A | #N/A | #N/A | #N/A | #N/A | #N/A | #N/A | #N/A
[35 empty] | R507 | -12 | 748 | #N/A | #N/A | #N/A | #N/A | #N/A | #N/A | #N/A | #N/A | #N/A | #N/A | #N/A | #N/A | #N/A | #N/A | #N/A | #N/A | #N/A | #N/A | #N/A | #N/A | #N/A | #N/A | #N/A | #N/A | #N/A | 0.72 | 0.71 | 0.71 | 0.71 | 0.7 | 0.7 | 0.7 | 0.69 | 0.69 | 0.69 | 0.68 | 0.68 | 0.68 | 0.68 | 0.67 | 0.67 | 0.67 | 0.66 | 0.66 | 0.66 | 0.66 | 0.65 | 0.65 | 0.65 | 0.65 | 0.64 | 0.64 | 0.64 | 0.64 | 0.63 | 0.63 | 0.63 | 0.63 | 0.62 | 0.62 | 0.62 | 0.62 | 0.61 | 0.61 | 0.61 | 0.61 | 0.6 | 0.6 | 0.6 | 0.6 | 0.6 | 0.59 | 0.59 | 0.59 | 0.59 | 0.59 | 0.58 | 0.58 | 0.58 | 0.58 | 0.58 | 0.57 | 0.57 | 0.57 | 0.57 | 0.57 | 0.56 | 0.56 | 0.56 | 0.56 | 0.56 | 0.56 | 0.55 | 0.55 | 0.55 | 0.55 | 0.55 | 0.55 | 0.54 | 0.54 | 0.54 | 0.54 | 0.54 | 0.54 | 0.54 | 0.53 | 0.53 | 0.53 | 0.53 | 0.53 | 0.53 | 0.53 | 0.53 | 0.52 | 0.52 | 0.52 | 0.52 | 0.52 | 0.52 | 0.52 | 0.52 | #N/A | #N/A | #N/A | #N/A | #N/A | #N/A | #N/A | #N/A | #N/A | #N/A
[35 empty] | R507 | -11 | 749 | #N/A | #N/A | #N/A | #N/A | #N/A | #N/A | #N/A | #N/A | #N/A | #N/A | #N/A | #N/A | #N/A | #N/A | #N/A | #N/A | #N/A | #N/A | #N/A | #N/A | #N/A | #N/A | #N/A | #N/A | #N/A | 0.72 | 0.72 | 0.72 | 0.71 | 0.71 | 0.71 | 0.7 | 0.7 | 0.7 | 0.7 | 0.69 | 0.69 | 0.69 | 0.68 | 0.68 | 0.68 | 0.67 | 0.67 | 0.67 | 0.67 | 0.66 | 0.66 | 0.66 | 0.65 | 0.65 | 0.65 | 0.65 | 0.64 | 0.64 | 0.64 | 0.64 | 0.63 | 0.63 | 0.63 | 0.63 | 0.62 | 0.62 | 0.62 | 0.62 | 0.61 | 0.61 | 0.61 | 0.61 | 0.61 | 0.6 | 0.6 | 0.6 | 0.6 | 0.6 | 0.59 | 0.59 | 0.59 | 0.59 | 0.59 | 0.58 | 0.58 | 0.58 | 0.58 | 0.58 | 0.57 | 0.57 | 0.57 | 0.57 | 0.57 | 0.56 | 0.56 | 0.56 | 0.56 | 0.56 | 0.56 | 0.55 | 0.55 | 0.55 | 0.55 | 0.55 | 0.55 | 0.55 | 0.54 | 0.54 | 0.54 | 0.54 | 0.54 | 0.54 | 0.54 | 0.53 | 0.53 | 0.53 | 0.53 | 0.53 | 0.53 | 0.53 | 0.52 | 0.52 | 0.52 | 0.52 | 0.52 | #N/A | #N/A | #N/A | #N/A | #N/A | #N/A | #N/A | #N/A | #N/A | #N/A
[35 empty] | R507 | -10 | 750 | #N/A | #N/A | #N/A | #N/A | #N/A | #N/A | #N/A | #N/A | #N/A | #N/A | #N/A | #N/A | #N/A | #N/A | #N/A | #N/A | #N/A | #N/A | #N/A | #N/A | #N/A | #N/A | #N/A | #N/A | #N/A | 0.73 | 0.73 | 0.73 | 0.72 | 0.72 | 0.72 | 0.71 | 0.71 | 0.71 | 0.7 | 0.7 | 0.7 | 0.69 | 0.69 | 0.69 | 0.68 | 0.68 | 0.68 | 0.68 | 0.67 | 0.67 | 0.67 | 0.66 | 0.66 | 0.66 | 0.66 | 0.65 | 0.65 | 0.65 | 0.65 | 0.64 | 0.64 | 0.64 | 0.64 | 0.63 | 0.63 | 0.63 | 0.63 | 0.62 | 0.62 | 0.62 | 0.62 | 0.61 | 0.61 | 0.61 | 0.61 | 0.61 | 0.6 | 0.6 | 0.6 | 0.6 | 0.59 | 0.59 | 0.59 | 0.59 | 0.59 | 0.58 | 0.58 | 0.58 | 0.58 | 0.58 | 0.58 | 0.57 | 0.57 | 0.57 | 0.57 | 0.57 | 0.56 | 0.56 | 0.56 | 0.56 | 0.56 | 0.56 | 0.55 | 0.55 | 0.55 | 0.55 | 0.55 | 0.55 | 0.55 | 0.54 | 0.54 | 0.54 | 0.54 | 0.54 | 0.54 | 0.54 | 0.53 | 0.53 | 0.53 | 0.53 | 0.53 | 0.53 | 0.53 | 0.53 | 0.52 | #N/A | #N/A | #N/A | #N/A | #N/A | #N/A | #N/A | #N/A | #N/A | #N/A
[35 empty] | R507 | -9 | 751 | #N/A | #N/A | #N/A | #N/A | #N/A | #N/A | #N/A | #N/A | #N/A | #N/A | #N/A | #N/A | #N/A | #N/A | #N/A | #N/A | #N/A | #N/A | #N/A | #N/A | #N/A | #N/A | #N/A | #N/A | #N/A | 0.74 | 0.74 | 0.73 | 0.73 | 0.73 | 0.72 | 0.72 | 0.72 | 0.71 | 0.71 | 0.71 | 0.7 | 0.7 | 0.7 | 0.7 | 0.69 | 0.69 | 0.69 | 0.68 | 0.68 | 0.68 | 0.67 | 0.67 | 0.67 | 0.67 | 0.66 | 0.66 | 0.66 | 0.66 | 0.65 | 0.65 | 0.65 | 0.64 | 0.64 | 0.64 | 0.64 | 0.63 | 0.63 | 0.63 | 0.63 | 0.63 | 0.62 | 0.62 | 0.62 | 0.62 | 0.61 | 0.61 | 0.61 | 0.61 | 0.6 | 0.6 | 0.6 | 0.6 | 0.6 | 0.59 | 0.59 | 0.59 | 0.59 | 0.59 | 0.58 | 0.58 | 0.58 | 0.58 | 0.58 | 0.58 | 0.57 | 0.57 | 0.57 | 0.57 | 0.57 | 0.56 | 0.56 | 0.56 | 0.56 | 0.56 | 0.56 | 0.56 | 0.55 | 0.55 | 0.55 | 0.55 | 0.55 | 0.55 | 0.54 | 0.54 | 0.54 | 0.54 | 0.54 | 0.54 | 0.54 | 0.54 | 0.53 | 0.53 | 0.53 | 0.53 | 0.53 | #N/A | #N/A | #N/A | #N/A | #N/A | #N/A | #N/A | #N/A | #N/A | #N/A
[35 empty] | R507 | -8 | 752 | #N/A | #N/A | #N/A | #N/A | #N/A | #N/A | #N/A | #N/A | #N/A | #N/A | #N/A | #N/A | #N/A | #N/A | #N/A | #N/A | #N/A | #N/A | #N/A | #N/A | #N/A | #N/A | #N/A | #N/A | #N/A | 0.75 | 0.75 | 0.74 | 0.74 | 0.74 | 0.73 | 0.73 | 0.73 | 0.72 | 0.72 | 0.72 | 0.71 | 0.71 | 0.71 | 0.7 | 0.7 | 0.7 | 0.69 | 0.69 | 0.69 | 0.68 | 0.68 | 0.68 | 0.68 | 0.67 | 0.67 | 0.67 | 0.67 | 0.66 | 0.66 | 0.66 | 0.65 | 0.65 | 0.65 | 0.65 | 0.64 | 0.64 | 0.64 | 0.64 | 0.63 | 0.63 | 0.63 | 0.63 | 0.62 | 0.62 | 0.62 | 0.62 | 0.62 | 0.61 | 0.61 | 0.61 | 0.61 | 0.6 | 0.6 | 0.6 | 0.6 | 0.6 | 0.59 | 0.59 | 0.59 | 0.59 | 0.59 | 0.58 | 0.58 | 0.58 | 0.58 | 0.58 | 0.58 | 0.57 | 0.57 | 0.57 | 0.57 | 0.57 | 0.57 | 0.56 | 0.56 | 0.56 | 0.56 | 0.56 | 0.56 | 0.55 | 0.55 | 0.55 | 0.55 | 0.55 | 0.55 | 0.55 | 0.54 | 0.54 | 0.54 | 0.54 | 0.54 | 0.54 | 0.54 | 0.54 | 0.53 | #N/A | #N/A | #N/A | #N/A | #N/A | #N/A | #N/A | #N/A | #N/A | #N/A
[35 empty] | R507 | -7 | 753 | #N/A | #N/A | #N/A | #N/A | #N/A | #N/A | #N/A | #N/A | #N/A | #N/A | #N/A | #N/A | #N/A | #N/A | #N/A | #N/A | #N/A | #N/A | #N/A | #N/A | #N/A | #N/A | #N/A | #N/A | #N/A | 0.76 | 0.76 | 0.75 | 0.75 | 0.74 | 0.74 | 0.74 | 0.73 | 0.73 | 0.73 | 0.72 | 0.72 | 0.72 | 0.71 | 0.71 | 0.71 | 0.7 | 0.7 | 0.7 | 0.7 | 0.69 | 0.69 | 0.69 | 0.68 | 0.68 | 0.68 | 0.68 | 0.67 | 0.67 | 0.67 | 0.66 | 0.66 | 0.66 | 0.66 | 0.65 | 0.65 | 0.65 | 0.65 | 0.64 | 0.64 | 0.64 | 0.64 | 0.63 | 0.63 | 0.63 | 0.63 | 0.62 | 0.62 | 0.62 | 0.62 | 0.61 | 0.61 | 0.61 | 0.61 | 0.61 | 0.6 | 0.6 | 0.6 | 0.6 | 0.6 | 0.59 | 0.59 | 0.59 | 0.59 | 0.59 | 0.58 | 0.58 | 0.58 | 0.58 | 0.58 | 0.58 | 0.57 | 0.57 | 0.57 | 0.57 | 0.57 | 0.57 | 0.56 | 0.56 | 0.56 | 0.56 | 0.56 | 0.56 | 0.55 | 0.55 | 0.55 | 0.55 | 0.55 | 0.55 | 0.55 | 0.55 | 0.54 | 0.54 | 0.54 | 0.54 | 0.54 | #N/A | #N/A | #N/A | #N/A | #N/A | #N/A | #N/A | #N/A | #N/A | #N/A
[35 empty] | R507 | -6 | 754 | #N/A | #N/A | #N/A | #N/A | #N/A | #N/A | #N/A | #N/A | #N/A | #N/A | #N/A | #N/A | #N/A | #N/A | #N/A | #N/A | #N/A | #N/A | #N/A | #N/A | #N/A | #N/A | #N/A | #N/A | #N/A | 0.77 | 0.76 | 0.76 | 0.76 | 0.75 | 0.75 | 0.75 | 0.74 | 0.74 | 0.74 | 0.73 | 0.73 | 0.73 | 0.72 | 0.72 | 0.72 | 0.71 | 0.71 | 0.71 | 0.7 | 0.7 | 0.7 | 0.69 | 0.69 | 0.69 | 0.69 | 0.68 | 0.68 | 0.68 | 0.67 | 0.67 | 0.67 | 0.67 | 0.66 | 0.66 | 0.66 | 0.66 | 0.65 | 0.65 | 0.65 | 0.64 | 0.64 | 0.64 | 0.64 | 0.64 | 0.63 | 0.63 | 0.63 | 0.63 | 0.62 | 0.62 | 0.62 | 0.62 | 0.61 | 0.61 | 0.61 | 0.61 | 0.61 | 0.6 | 0.6 | 0.6 | 0.6 | 0.6 | 0.59 | 0.59 | 0.59 | 0.59 | 0.59 | 0.58 | 0.58 | 0.58 | 0.58 | 0.58 | 0.58 | 0.57 | 0.57 | 0.57 | 0.57 | 0.57 | 0.57 | 0.56 | 0.56 | 0.56 | 0.56 | 0.56 | 0.56 | 0.56 | 0.55 | 0.55 | 0.55 | 0.55 | 0.55 | 0.55 | 0.55 | 0.55 | 0.54 | #N/A | #N/A | #N/A | #N/A | #N/A | #N/A | #N/A | #N/A | #N/A | #N/A
[35 empty] | R507 | -5 | 755 | #N/A | #N/A | #N/A | #N/A | #N/A | #N/A | #N/A | #N/A | #N/A | #N/A | #N/A | #N/A | #N/A | #N/A | #N/A | #N/A | #N/A | #N/A | #N/A | #N/A | #N/A | #N/A | #N/A | #N/A | #N/A | 0.78 | 0.77 | 0.77 | 0.77 | 0.76 | 0.76 | 0.76 | 0.75 | 0.75 | 0.75 | 0.74 | 0.74 | 0.73 | 0.73 | 0.73 | 0.72 | 0.72 | 0.72 | 0.71 | 0.71 | 0.71 | 0.71 | 0.7 | 0.7 | 0.7 | 0.69 | 0.69 | 0.69 | 0.68 | 0.68 | 0.68 | 0.68 | 0.67 | 0.67 | 0.67 | 0.66 | 0.66 | 0.66 | 0.66 | 0.65 | 0.65 | 0.65 | 0.65 | 0.64 | 0.64 | 0.64 | 0.64 | 0.63 | 0.63 | 0.63 | 0.63 | 0.63 | 0.62 | 0.62 | 0.62 | 0.62 | 0.61 | 0.61 | 0.61 | 0.61 | 0.61 | 0.6 | 0.6 | 0.6 | 0.6 | 0.6 | 0.59 | 0.59 | 0.59 | 0.59 | 0.59 | 0.59 | 0.58 | 0.58 | 0.58 | 0.58 | 0.58 | 0.57 | 0.57 | 0.57 | 0.57 | 0.57 | 0.57 | 0.57 | 0.56 | 0.56 | 0.56 | 0.56 | 0.56 | 0.56 | 0.56 | 0.55 | 0.55 | 0.55 | 0.55 | 0.55 | #N/A | #N/A | #N/A | #N/A | #N/A | #N/A | #N/A | #N/A | #N/A | #N/A
[35 empty] | R507 | -4 | 756 | #N/A | #N/A | #N/A | #N/A | #N/A | #N/A | #N/A | #N/A | #N/A | #N/A | #N/A | #N/A | #N/A | #N/A | #N/A | #N/A | #N/A | #N/A | #N/A | #N/A | #N/A | #N/A | #N/A | #N/A | #N/A | 0.79 | 0.78 | 0.78 | 0.78 | 0.77 | 0.77 | 0.77 | 0.76 | 0.76 | 0.75 | 0.75 | 0.75 | 0.74 | 0.74 | 0.74 | 0.73 | 0.73 | 0.73 | 0.72 | 0.72 | 0.72 | 0.71 | 0.71 | 0.71 | 0.7 | 0.7 | 0.7 | 0.7 | 0.69 | 0.69 | 0.69 | 0.68 | 0.68 | 0.68 | 0.68 | 0.67 | 0.67 | 0.67 | 0.66 | 0.66 | 0.66 | 0.66 | 0.65 | 0.65 | 0.65 | 0.65 | 0.64 | 0.64 | 0.64 | 0.64 | 0.63 | 0.63 | 0.63 | 0.63 | 0.63 | 0.62 | 0.62 | 0.62 | 0.62 | 0.61 | 0.61 | 0.61 | 0.61 | 0.61 | 0.6 | 0.6 | 0.6 | 0.6 | 0.6 | 0.59 | 0.59 | 0.59 | 0.59 | 0.59 | 0.59 | 0.58 | 0.58 | 0.58 | 0.58 | 0.58 | 0.58 | 0.57 | 0.57 | 0.57 | 0.57 | 0.57 | 0.57 | 0.56 | 0.56 | 0.56 | 0.56 | 0.56 | 0.56 | 0.56 | 0.56 | 0.55 | #N/A | #N/A | #N/A | #N/A | #N/A | #N/A | #N/A | #N/A | #N/A | #N/A
[35 empty] | R507 | -3 | 757 | #N/A | #N/A | #N/A | #N/A | #N/A | #N/A | #N/A | #N/A | #N/A | #N/A | #N/A | #N/A | #N/A | #N/A | #N/A | #N/A | #N/A | #N/A | #N/A | #N/A | #N/A | #N/A | #N/A | #N/A | #N/A | 0.8 | 0.79 | 0.79 | 0.79 | 0.78 | 0.78 | 0.77 | 0.77 | 0.77 | 0.76 | 0.76 | 0.76 | 0.75 | 0.75 | 0.75 | 0.74 | 0.74 | 0.74 | 0.73 | 0.73 | 0.73 | 0.72 | 0.72 | 0.72 | 0.71 | 0.71 | 0.71 | 0.7 | 0.7 | 0.7 | 0.69 | 0.69 | 0.69 | 0.69 | 0.68 | 0.68 | 0.68 | 0.67 | 0.67 | 0.67 | 0.67 | 0.66 | 0.66 | 0.66 | 0.66 | 0.65 | 0.65 | 0.65 | 0.65 | 0.64 | 0.64 | 0.64 | 0.64 | 0.63 | 0.63 | 0.63 | 0.63 | 0.63 | 0.62 | 0.62 | 0.62 | 0.62 | 0.61 | 0.61 | 0.61 | 0.61 | 0.61 | 0.6 | 0.6 | 0.6 | 0.6 | 0.6 | 0.59 | 0.59 | 0.59 | 0.59 | 0.59 | 0.59 | 0.58 | 0.58 | 0.58 | 0.58 | 0.58 | 0.58 | 0.57 | 0.57 | 0.57 | 0.57 | 0.57 | 0.57 | 0.57 | 0.56 | 0.56 | 0.56 | 0.56 | 0.56 | #N/A | #N/A | #N/A | #N/A | #N/A | #N/A | #N/A | #N/A | #N/A | #N/A
[35 empty] | R507 | -2 | 758 | #N/A | #N/A | #N/A | #N/A | #N/A | #N/A | #N/A | #N/A | #N/A | #N/A | #N/A | #N/A | #N/A | #N/A | #N/A | #N/A | #N/A | #N/A | #N/A | #N/A | #N/A | #N/A | #N/A | #N/A | #N/A | 0.81 | 0.8 | 0.8 | 0.8 | 0.79 | 0.79 | 0.78 | 0.78 | 0.78 | 0.77 | 0.77 | 0.77 | 0.76 | 0.76 | 0.75 | 0.75 | 0.75 | 0.74 | 0.74 | 0.74 | 0.73 | 0.73 | 0.73 | 0.72 | 0.72 | 0.72 | 0.71 | 0.71 | 0.71 | 0.71 | 0.7 | 0.7 | 0.7 | 0.69 | 0.69 | 0.69 | 0.68 | 0.68 | 0.68 | 0.68 | 0.67 | 0.67 | 0.67 | 0.67 | 0.66 | 0.66 | 0.66 | 0.66 | 0.65 | 0.65 | 0.65 | 0.65 | 0.64 | 0.64 | 0.64 | 0.64 | 0.63 | 0.63 | 0.63 | 0.63 | 0.63 | 0.62 | 0.62 | 0.62 | 0.62 | 0.61 | 0.61 | 0.61 | 0.61 | 0.61 | 0.6 | 0.6 | 0.6 | 0.6 | 0.6 | 0.6 | 0.59 | 0.59 | 0.59 | 0.59 | 0.59 | 0.59 | 0.58 | 0.58 | 0.58 | 0.58 | 0.58 | 0.58 | 0.57 | 0.57 | 0.57 | 0.57 | 0.57 | 0.57 | 0.57 | 0.57 | #N/A | #N/A | #N/A | #N/A | #N/A | #N/A | #N/A | #N/A | #N/A | #N/A
[35 empty] | R507 | -1 | 759 | #N/A | #N/A | #N/A | #N/A | #N/A | #N/A | #N/A | #N/A | #N/A | #N/A | #N/A | #N/A | #N/A | #N/A | #N/A | #N/A | #N/A | #N/A | #N/A | #N/A | #N/A | #N/A | #N/A | #N/A | #N/A | 0.82 | 0.82 | 0.81 | 0.81 | 0.8 | 0.8 | 0.79 | 0.79 | 0.79 | 0.78 | 0.78 | 0.78 | 0.77 | 0.77 | 0.76 | 0.76 | 0.76 | 0.75 | 0.75 | 0.75 | 0.74 | 0.74 | 0.74 | 0.73 | 0.73 | 0.73 | 0.72 | 0.72 | 0.72 | 0.71 | 0.71 | 0.71 | 0.7 | 0.7 | 0.7 | 0.7 | 0.69 | 0.69 | 0.69 | 0.68 | 0.68 | 0.68 | 0.68 | 0.67 | 0.67 | 0.67 | 0.67 | 0.66 | 0.66 | 0.66 | 0.66 | 0.65 | 0.65 | 0.65 | 0.65 | 0.64 | 0.64 | 0.64 | 0.64 | 0.63 | 0.63 | 0.63 | 0.63 | 0.63 | 0.62 | 0.62 | 0.62 | 0.62 | 0.61 | 0.61 | 0.61 | 0.61 | 0.61 | 0.61 | 0.6 | 0.6 | 0.6 | 0.6 | 0.6 | 0.59 | 0.59 | 0.59 | 0.59 | 0.59 | 0.59 | 0.58 | 0.58 | 0.58 | 0.58 | 0.58 | 0.58 | 0.58 | 0.57 | 0.57 | 0.57 | 0.57 | #N/A | #N/A | #N/A | #N/A | #N/A | #N/A | #N/A | #N/A | #N/A | #N/A
[35 empty] | R507 | 0 | 760 | #N/A | #N/A | #N/A | #N/A | #N/A | #N/A | #N/A | #N/A | #N/A | #N/A | #N/A | #N/A | #N/A | #N/A | #N/A | #N/A | #N/A | #N/A | #N/A | #N/A | #N/A | #N/A | #N/A | #N/A | #N/A | 0.83 | 0.83 | 0.82 | 0.82 | 0.81 | 0.81 | 0.81 | 0.8 | 0.8 | 0.79 | 0.79 | 0.79 | 0.78 | 0.78 | 0.77 | 0.77 | 0.77 | 0.76 | 0.76 | 0.76 | 0.75 | 0.75 | 0.75 | 0.74 | 0.74 | 0.74 | 0.73 | 0.73 | 0.73 | 0.72 | 0.72 | 0.72 | 0.71 | 0.71 | 0.71 | 0.7 | 0.7 | 0.7 | 0.69 | 0.69 | 0.69 | 0.69 | 0.68 | 0.68 | 0.68 | 0.68 | 0.67 | 0.67 | 0.67 | 0.66 | 0.66 | 0.66 | 0.66 | 0.65 | 0.65 | 0.65 | 0.65 | 0.65 | 0.64 | 0.64 | 0.64 | 0.64 | 0.63 | 0.63 | 0.63 | 0.63 | 0.63 | 0.62 | 0.62 | 0.62 | 0.62 | 0.62 | 0.61 | 0.61 | 0.61 | 0.61 | 0.61 | 0.6 | 0.6 | 0.6 | 0.6 | 0.6 | 0.6 | 0.59 | 0.59 | 0.59 | 0.59 | 0.59 | 0.59 | 0.58 | 0.58 | 0.58 | 0.58 | 0.58 | 0.58 | 0.58 | #N/A | #N/A | #N/A | #N/A | #N/A | #N/A | #N/A | #N/A | #N/A | #N/A
[35 empty] | R507 | 1 | 761 | #N/A | #N/A | #N/A | #N/A | #N/A | #N/A | #N/A | #N/A | #N/A | #N/A | #N/A | #N/A | #N/A | #N/A | #N/A | #N/A | #N/A | #N/A | #N/A | #N/A | #N/A | #N/A | #N/A | #N/A | #N/A | 0.84 | 0.84 | 0.83 | 0.83 | 0.82 | 0.82 | 0.82 | 0.81 | 0.81 | 0.8 | 0.8 | 0.8 | 0.79 | 0.79 | 0.78 | 0.78 | 0.78 | 0.77 | 0.77 | 0.77 | 0.76 | 0.76 | 0.75 | 0.75 | 0.75 | 0.74 | 0.74 | 0.74 | 0.73 | 0.73 | 0.73 | 0.72 | 0.72 | 0.72 | 0.71 | 0.71 | 0.71 | 0.71 | 0.7 | 0.7 | 0.7 | 0.69 | 0.69 | 0.69 | 0.69 | 0.68 | 0.68 | 0.68 | 0.67 | 0.67 | 0.67 | 0.67 | 0.66 | 0.66 | 0.66 | 0.66 | 0.65 | 0.65 | 0.65 | 0.65 | 0.65 | 0.64 | 0.64 | 0.64 | 0.64 | 0.63 | 0.63 | 0.63 | 0.63 | 0.63 | 0.62 | 0.62 | 0.62 | 0.62 | 0.62 | 0.61 | 0.61 | 0.61 | 0.61 | 0.61 | 0.61 | 0.6 | 0.6 | 0.6 | 0.6 | 0.6 | 0.6 | 0.59 | 0.59 | 0.59 | 0.59 | 0.59 | 0.59 | 0.58 | 0.58 | 0.58 | #N/A | #N/A | #N/A | #N/A | #N/A | #N/A | #N/A | #N/A | #N/A | #N/A
[35 empty] | R507 | 2 | 762 | #N/A | #N/A | #N/A | #N/A | #N/A | #N/A | #N/A | #N/A | #N/A | #N/A | #N/A | #N/A | #N/A | #N/A | #N/A | #N/A | #N/A | #N/A | #N/A | #N/A | #N/A | #N/A | #N/A | #N/A | #N/A | 0.85 | 0.85 | 0.84 | 0.84 | 0.84 | 0.83 | 0.83 | 0.82 | 0.82 | 0.81 | 0.81 | 0.81 | 0.8 | 0.8 | 0.79 | 0.79 | 0.79 | 0.78 | 0.78 | 0.77 | 0.77 | 0.77 | 0.76 | 0.76 | 0.76 | 0.75 | 0.75 | 0.75 | 0.74 | 0.74 | 0.74 | 0.73 | 0.73 | 0.73 | 0.72 | 0.72 | 0.72 | 0.71 | 0.71 | 0.71 | 0.71 | 0.7 | 0.7 | 0.7 | 0.69 | 0.69 | 0.69 | 0.69 | 0.68 | 0.68 | 0.68 | 0.67 | 0.67 | 0.67 | 0.67 | 0.66 | 0.66 | 0.66 | 0.66 | 0.65 | 0.65 | 0.65 | 0.65 | 0.65 | 0.64 | 0.64 | 0.64 | 0.64 | 0.63 | 0.63 | 0.63 | 0.63 | 0.63 | 0.62 | 0.62 | 0.62 | 0.62 | 0.62 | 0.61 | 0.61 | 0.61 | 0.61 | 0.61 | 0.61 | 0.6 | 0.6 | 0.6 | 0.6 | 0.6 | 0.6 | 0.59 | 0.59 | 0.59 | 0.59 | 0.59 | 0.59 | #N/A | #N/A | #N/A | #N/A | #N/A | #N/A | #N/A | #N/A | #N/A | #N/A
[35 empty] | R507 | 3 | 763 | #N/A | #N/A | #N/A | #N/A | #N/A | #N/A | #N/A | #N/A | #N/A | #N/A | #N/A | #N/A | #N/A | #N/A | #N/A | #N/A | #N/A | #N/A | #N/A | #N/A | #N/A | #N/A | #N/A | #N/A | #N/A | 0.87 | 0.86 | 0.86 | 0.85 | 0.85 | 0.84 | 0.84 | 0.83 | 0.83 | 0.83 | 0.82 | 0.82 | 0.81 | 0.81 | 0.8 | 0.8 | 0.8 | 0.79 | 0.79 | 0.78 | 0.78 | 0.78 | 0.77 | 0.77 | 0.77 | 0.76 | 0.76 | 0.76 | 0.75 | 0.75 | 0.75 | 0.74 | 0.74 | 0.74 | 0.73 | 0.73 | 0.73 | 0.72 | 0.72 | 0.72 | 0.71 | 0.71 | 0.71 | 0.7 | 0.7 | 0.7 | 0.7 | 0.69 | 0.69 | 0.69 | 0.69 | 0.68 | 0.68 | 0.68 | 0.67 | 0.67 | 0.67 | 0.67 | 0.66 | 0.66 | 0.66 | 0.66 | 0.65 | 0.65 | 0.65 | 0.65 | 0.65 | 0.64 | 0.64 | 0.64 | 0.64 | 0.64 | 0.63 | 0.63 | 0.63 | 0.63 | 0.63 | 0.62 | 0.62 | 0.62 | 0.62 | 0.62 | 0.61 | 0.61 | 0.61 | 0.61 | 0.61 | 0.61 | 0.6 | 0.6 | 0.6 | 0.6 | 0.6 | 0.6 | 0.6 | 0.59 | #N/A | #N/A | #N/A | #N/A | #N/A | #N/A | #N/A | #N/A | #N/A | #N/A
[35 empty] | R507 | 4 | 764 | #N/A | #N/A | #N/A | #N/A | #N/A | #N/A | #N/A | #N/A | #N/A | #N/A | #N/A | #N/A | #N/A | #N/A | #N/A | #N/A | #N/A | #N/A | #N/A | #N/A | #N/A | #N/A | #N/A | #N/A | #N/A | 0.88 | 0.87 | 0.87 | 0.86 | 0.86 | 0.85 | 0.85 | 0.85 | 0.84 | 0.84 | 0.83 | 0.83 | 0.82 | 0.82 | 0.82 | 0.81 | 0.81 | 0.8 | 0.8 | 0.8 | 0.79 | 0.79 | 0.78 | 0.78 | 0.78 | 0.77 | 0.77 | 0.77 | 0.76 | 0.76 | 0.75 | 0.75 | 0.75 | 0.74 | 0.74 | 0.74 | 0.73 | 0.73 | 0.73 | 0.73 | 0.72 | 0.72 | 0.72 | 0.71 | 0.71 | 0.71 | 0.7 | 0.7 | 0.7 | 0.7 | 0.69 | 0.69 | 0.69 | 0.68 | 0.68 | 0.68 | 0.68 | 0.67 | 0.67 | 0.67 | 0.67 | 0.66 | 0.66 | 0.66 | 0.66 | 0.66 | 0.65 | 0.65 | 0.65 | 0.65 | 0.64 | 0.64 | 0.64 | 0.64 | 0.64 | 0.63 | 0.63 | 0.63 | 0.63 | 0.63 | 0.62 | 0.62 | 0.62 | 0.62 | 0.62 | 0.62 | 0.61 | 0.61 | 0.61 | 0.61 | 0.61 | 0.61 | 0.6 | 0.6 | 0.6 | 0.6 | #N/A | #N/A | #N/A | #N/A | #N/A | #N/A | #N/A | #N/A | #N/A | #N/A
[35 empty] | R507 | 5 | 765 | #N/A | #N/A | #N/A | #N/A | #N/A | #N/A | #N/A | #N/A | #N/A | #N/A | #N/A | #N/A | #N/A | #N/A | #N/A | #N/A | #N/A | #N/A | #N/A | #N/A | #N/A | #N/A | #N/A | #N/A | #N/A | 0.89 | 0.89 | 0.88 | 0.88 | 0.87 | 0.87 | 0.86 | 0.86 | 0.85 | 0.85 | 0.84 | 0.84 | 0.83 | 0.83 | 0.83 | 0.82 | 0.82 | 0.81 | 0.81 | 0.81 | 0.8 | 0.8 | 0.79 | 0.79 | 0.79 | 0.78 | 0.78 | 0.78 | 0.77 | 0.77 | 0.76 | 0.76 | 0.76 | 0.75 | 0.75 | 0.75 | 0.74 | 0.74 | 0.74 | 0.73 | 0.73 | 0.73 | 0.72 | 0.72 | 0.72 | 0.72 | 0.71 | 0.71 | 0.71 | 0.7 | 0.7 | 0.7 | 0.7 | 0.69 | 0.69 | 0.69 | 0.68 | 0.68 | 0.68 | 0.68 | 0.67 | 0.67 | 0.67 | 0.67 | 0.67 | 0.66 | 0.66 | 0.66 | 0.66 | 0.65 | 0.65 | 0.65 | 0.65 | 0.64 | 0.64 | 0.64 | 0.64 | 0.64 | 0.63 | 0.63 | 0.63 | 0.63 | 0.63 | 0.63 | 0.62 | 0.62 | 0.62 | 0.62 | 0.62 | 0.62 | 0.61 | 0.61 | 0.61 | 0.61 | 0.61 | 0.61 | #N/A | #N/A | #N/A | #N/A | #N/A | #N/A | #N/A | #N/A | #N/A | #N/A
[35 empty] | R507 | 6 | 766 | #N/A | #N/A | #N/A | #N/A | #N/A | #N/A | #N/A | #N/A | #N/A | #N/A | #N/A | #N/A | #N/A | #N/A | #N/A | #N/A | #N/A | #N/A | #N/A | #N/A | #N/A | #N/A | #N/A | #N/A | #N/A | 0.9 | 0.9 | 0.89 | 0.89 | 0.88 | 0.88 | 0.87 | 0.87 | 0.86 | 0.86 | 0.86 | 0.85 | 0.85 | 0.84 | 0.84 | 0.83 | 0.83 | 0.82 | 0.82 | 0.82 | 0.81 | 0.81 | 0.8 | 0.8 | 0.8 | 0.79 | 0.79 | 0.79 | 0.78 | 0.78 | 0.77 | 0.77 | 0.77 | 0.76 | 0.76 | 0.76 | 0.75 | 0.75 | 0.75 | 0.74 | 0.74 | 0.74 | 0.73 | 0.73 | 0.73 | 0.72 | 0.72 | 0.72 | 0.72 | 0.71 | 0.71 | 0.71 | 0.7 | 0.7 | 0.7 | 0.7 | 0.69 | 0.69 | 0.69 | 0.69 | 0.68 | 0.68 | 0.68 | 0.68 | 0.67 | 0.67 | 0.67 | 0.67 | 0.66 | 0.66 | 0.66 | 0.66 | 0.65 | 0.65 | 0.65 | 0.65 | 0.65 | 0.64 | 0.64 | 0.64 | 0.64 | 0.64 | 0.63 | 0.63 | 0.63 | 0.63 | 0.63 | 0.63 | 0.62 | 0.62 | 0.62 | 0.62 | 0.62 | 0.62 | 0.61 | 0.61 | #N/A | #N/A | #N/A | #N/A | #N/A | #N/A | #N/A | #N/A | #N/A | #N/A
[35 empty] | R507 | 7 | 767 | #N/A | #N/A | #N/A | #N/A | #N/A | #N/A | #N/A | #N/A | #N/A | #N/A | #N/A | #N/A | #N/A | #N/A | #N/A | #N/A | #N/A | #N/A | #N/A | #N/A | #N/A | #N/A | #N/A | #N/A | #N/A | 0.92 | 0.91 | 0.91 | 0.9 | 0.9 | 0.89 | 0.89 | 0.88 | 0.88 | 0.87 | 0.87 | 0.86 | 0.86 | 0.85 | 0.85 | 0.84 | 0.84 | 0.84 | 0.83 | 0.83 | 0.82 | 0.82 | 0.82 | 0.81 | 0.81 | 0.8 | 0.8 | 0.8 | 0.79 | 0.79 | 0.78 | 0.78 | 0.78 | 0.77 | 0.77 | 0.77 | 0.76 | 0.76 | 0.76 | 0.75 | 0.75 | 0.75 | 0.74 | 0.74 | 0.74 | 0.73 | 0.73 | 0.73 | 0.72 | 0.72 | 0.72 | 0.72 | 0.71 | 0.71 | 0.71 | 0.7 | 0.7 | 0.7 | 0.7 | 0.69 | 0.69 | 0.69 | 0.69 | 0.68 | 0.68 | 0.68 | 0.68 | 0.67 | 0.67 | 0.67 | 0.67 | 0.66 | 0.66 | 0.66 | 0.66 | 0.66 | 0.65 | 0.65 | 0.65 | 0.65 | 0.65 | 0.64 | 0.64 | 0.64 | 0.64 | 0.64 | 0.63 | 0.63 | 0.63 | 0.63 | 0.63 | 0.63 | 0.62 | 0.62 | 0.62 | 0.62 | #N/A | #N/A | #N/A | #N/A | #N/A | #N/A | #N/A | #N/A | #N/A | #N/A
[35 empty] | R507 | 8 | 768 | #N/A | #N/A | #N/A | #N/A | #N/A | #N/A | #N/A | #N/A | #N/A | #N/A | #N/A | #N/A | #N/A | #N/A | #N/A | #N/A | #N/A | #N/A | #N/A | #N/A | #N/A | #N/A | #N/A | #N/A | #N/A | 0.93 | 0.93 | 0.92 | 0.91 | 0.91 | 0.9 | 0.9 | 0.89 | 0.89 | 0.88 | 0.88 | 0.88 | 0.87 | 0.87 | 0.86 | 0.86 | 0.85 | 0.85 | 0.84 | 0.84 | 0.83 | 0.83 | 0.83 | 0.82 | 0.82 | 0.81 | 0.81 | 0.81 | 0.8 | 0.8 | 0.79 | 0.79 | 0.79 | 0.78 | 0.78 | 0.78 | 0.77 | 0.77 | 0.77 | 0.76 | 0.76 | 0.76 | 0.75 | 0.75 | 0.75 | 0.74 | 0.74 | 0.74 | 0.73 | 0.73 | 0.73 | 0.72 | 0.72 | 0.72 | 0.72 | 0.71 | 0.71 | 0.71 | 0.7 | 0.7 | 0.7 | 0.7 | 0.69 | 0.69 | 0.69 | 0.69 | 0.68 | 0.68 | 0.68 | 0.68 | 0.67 | 0.67 | 0.67 | 0.67 | 0.66 | 0.66 | 0.66 | 0.66 | 0.66 | 0.65 | 0.65 | 0.65 | 0.65 | 0.65 | 0.64 | 0.64 | 0.64 | 0.64 | 0.64 | 0.64 | 0.63 | 0.63 | 0.63 | 0.63 | 0.63 | 0.63 | #N/A | #N/A | #N/A | #N/A | #N/A | #N/A | #N/A | #N/A | #N/A | #N/A
[35 empty] | R507 | 9 | 769 | #N/A | #N/A | #N/A | #N/A | #N/A | #N/A | #N/A | #N/A | #N/A | #N/A | #N/A | #N/A | #N/A | #N/A | #N/A | #N/A | #N/A | #N/A | #N/A | #N/A | #N/A | #N/A | #N/A | #N/A | #N/A | 0.95 | 0.94 | 0.93 | 0.93 | 0.92 | 0.92 | 0.91 | 0.91 | 0.9 | 0.9 | 0.89 | 0.89 | 0.88 | 0.88 | 0.87 | 0.87 | 0.86 | 0.86 | 0.86 | 0.85 | 0.85 | 0.84 | 0.84 | 0.83 | 0.83 | 0.83 | 0.82 | 0.82 | 0.81 | 0.81 | 0.81 | 0.8 | 0.8 | 0.79 | 0.79 | 0.79 | 0.78 | 0.78 | 0.78 | 0.77 | 0.77 | 0.77 | 0.76 | 0.76 | 0.76 | 0.75 | 0.75 | 0.75 | 0.74 | 0.74 | 0.74 | 0.73 | 0.73 | 0.73 | 0.72 | 0.72 | 0.72 | 0.72 | 0.71 | 0.71 | 0.71 | 0.7 | 0.7 | 0.7 | 0.7 | 0.69 | 0.69 | 0.69 | 0.69 | 0.68 | 0.68 | 0.68 | 0.68 | 0.67 | 0.67 | 0.67 | 0.67 | 0.67 | 0.66 | 0.66 | 0.66 | 0.66 | 0.66 | 0.65 | 0.65 | 0.65 | 0.65 | 0.65 | 0.64 | 0.64 | 0.64 | 0.64 | 0.64 | 0.64 | 0.63 | 0.63 | #N/A | #N/A | #N/A | #N/A | #N/A | #N/A | #N/A | #N/A | #N/A | #N/A
[35 empty] | R507 | 10 | 770 | #N/A | #N/A | #N/A | #N/A | #N/A | #N/A | #N/A | #N/A | #N/A | #N/A | #N/A | #N/A | #N/A | #N/A | #N/A | #N/A | #N/A | #N/A | #N/A | #N/A | #N/A | #N/A | #N/A | #N/A | #N/A | 0.96 | 0.95 | 0.95 | 0.94 | 0.94 | 0.93 | 0.93 | 0.92 | 0.92 | 0.91 | 0.91 | 0.9 | 0.9 | 0.89 | 0.89 | 0.88 | 0.88 | 0.87 | 0.87 | 0.86 | 0.86 | 0.85 | 0.85 | 0.85 | 0.84 | 0.84 | 0.83 | 0.83 | 0.82 | 0.82 | 0.82 | 0.81 | 0.81 | 0.8 | 0.8 | 0.8 | 0.79 | 0.79 | 0.79 | 0.78 | 0.78 | 0.77 | 0.77 | 0.77 | 0.76 | 0.76 | 0.76 | 0.75 | 0.75 | 0.75 | 0.75 | 0.74 | 0.74 | 0.74 | 0.73 | 0.73 | 0.73 | 0.72 | 0.72 | 0.72 | 0.72 | 0.71 | 0.71 | 0.71 | 0.7 | 0.7 | 0.7 | 0.7 | 0.69 | 0.69 | 0.69 | 0.69 | 0.68 | 0.68 | 0.68 | 0.68 | 0.68 | 0.67 | 0.67 | 0.67 | 0.67 | 0.67 | 0.66 | 0.66 | 0.66 | 0.66 | 0.66 | 0.65 | 0.65 | 0.65 | 0.65 | 0.65 | 0.64 | 0.64 | 0.64 | 0.64 | #N/A | #N/A | #N/A | #N/A | #N/A | #N/A | #N/A | #N/A | #N/A | #N/A
[35 empty] | R507 | 11 | 771 | #N/A | #N/A | #N/A | #N/A | #N/A | #N/A | #N/A | #N/A | #N/A | #N/A | #N/A | #N/A | #N/A | #N/A | #N/A | #N/A | #N/A | #N/A | #N/A | #N/A | #N/A | #N/A | #N/A | #N/A | #N/A | 0.98 | 0.97 | 0.96 | 0.96 | 0.95 | 0.95 | 0.94 | 0.94 | 0.93 | 0.93 | 0.92 | 0.91 | 0.91 | 0.9 | 0.9 | 0.89 | 0.89 | 0.88 | 0.88 | 0.88 | 0.87 | 0.87 | 0.86 | 0.86 | 0.85 | 0.85 | 0.84 | 0.84 | 0.84 | 0.83 | 0.83 | 0.82 | 0.82 | 0.82 | 0.81 | 0.81 | 0.8 | 0.8 | 0.8 | 0.79 | 0.79 | 0.79 | 0.78 | 0.78 | 0.77 | 0.77 | 0.77 | 0.76 | 0.76 | 0.76 | 0.75 | 0.75 | 0.75 | 0.75 | 0.74 | 0.74 | 0.74 | 0.73 | 0.73 | 0.73 | 0.72 | 0.72 | 0.72 | 0.72 | 0.71 | 0.71 | 0.71 | 0.71 | 0.7 | 0.7 | 0.7 | 0.7 | 0.69 | 0.69 | 0.69 | 0.69 | 0.68 | 0.68 | 0.68 | 0.68 | 0.67 | 0.67 | 0.67 | 0.67 | 0.67 | 0.66 | 0.66 | 0.66 | 0.66 | 0.66 | 0.66 | 0.65 | 0.65 | 0.65 | 0.65 | 0.65 | #N/A | #N/A | #N/A | #N/A | #N/A | #N/A | #N/A | #N/A | #N/A | #N/A
[35 empty] | R507 | 12 | 772 | #N/A | #N/A | #N/A | #N/A | #N/A | #N/A | #N/A | #N/A | #N/A | #N/A | #N/A | #N/A | #N/A | #N/A | #N/A | #N/A | #N/A | #N/A | #N/A | #N/A | #N/A | #N/A | #N/A | #N/A | #N/A | 0.99 | 0.98 | 0.98 | 0.97 | 0.97 | 0.96 | 0.96 | 0.95 | 0.94 | 0.94 | 0.93 | 0.93 | 0.92 | 0.92 | 0.91 | 0.91 | 0.9 | 0.9 | 0.89 | 0.89 | 0.88 | 0.88 | 0.87 | 0.87 | 0.87 | 0.86 | 0.86 | 0.85 | 0.85 | 0.84 | 0.84 | 0.83 | 0.83 | 0.83 | 0.82 | 0.82 | 0.81 | 0.81 | 0.81 | 0.8 | 0.8 | 0.8 | 0.79 | 0.79 | 0.78 | 0.78 | 0.78 | 0.77 | 0.77 | 0.77 | 0.76 | 0.76 | 0.76 | 0.75 | 0.75 | 0.75 | 0.75 | 0.74 | 0.74 | 0.74 | 0.73 | 0.73 | 0.73 | 0.72 | 0.72 | 0.72 | 0.72 | 0.71 | 0.71 | 0.71 | 0.71 | 0.7 | 0.7 | 0.7 | 0.7 | 0.69 | 0.69 | 0.69 | 0.69 | 0.68 | 0.68 | 0.68 | 0.68 | 0.68 | 0.67 | 0.67 | 0.67 | 0.67 | 0.67 | 0.66 | 0.66 | 0.66 | 0.66 | 0.66 | 0.66 | 0.65 | #N/A | #N/A | #N/A | #N/A | #N/A | #N/A | #N/A | #N/A | #N/A | #N/A
[35 empty] | R507 | 13 | 773 | #N/A | #N/A | #N/A | #N/A | #N/A | #N/A | #N/A | #N/A | #N/A | #N/A | #N/A | #N/A | #N/A | #N/A | #N/A | #N/A | #N/A | #N/A | #N/A | #N/A | #N/A | #N/A | #N/A | #N/A | #N/A | 1.01 | 1 | 0.99 | 0.99 | 0.98 | 0.98 | 0.97 | 0.97 | 0.96 | 0.95 | 0.95 | 0.94 | 0.94 | 0.93 | 0.93 | 0.92 | 0.92 | 0.91 | 0.91 | 0.9 | 0.9 | 0.89 | 0.89 | 0.88 | 0.88 | 0.87 | 0.87 | 0.86 | 0.86 | 0.86 | 0.85 | 0.85 | 0.84 | 0.84 | 0.83 | 0.83 | 0.83 | 0.82 | 0.82 | 0.81 | 0.81 | 0.81 | 0.8 | 0.8 | 0.8 | 0.79 | 0.79 | 0.78 | 0.78 | 0.78 | 0.77 | 0.77 | 0.77 | 0.76 | 0.76 | 0.76 | 0.76 | 0.75 | 0.75 | 0.75 | 0.74 | 0.74 | 0.74 | 0.73 | 0.73 | 0.73 | 0.73 | 0.72 | 0.72 | 0.72 | 0.72 | 0.71 | 0.71 | 0.71 | 0.7 | 0.7 | 0.7 | 0.7 | 0.7 | 0.69 | 0.69 | 0.69 | 0.69 | 0.68 | 0.68 | 0.68 | 0.68 | 0.68 | 0.67 | 0.67 | 0.67 | 0.67 | 0.67 | 0.66 | 0.66 | 0.66 | #N/A | #N/A | #N/A | #N/A | #N/A | #N/A | #N/A | #N/A | #N/A | #N/A
[35 empty] | R507 | 14 | 774 | #N/A | #N/A | #N/A | #N/A | #N/A | #N/A | #N/A | #N/A | #N/A | #N/A | #N/A | #N/A | #N/A | #N/A | #N/A | #N/A | #N/A | #N/A | #N/A | #N/A | #N/A | #N/A | #N/A | #N/A | #N/A | 1.02 | 1.02 | 1.01 | 1.01 | 1 | 0.99 | 0.99 | 0.98 | 0.98 | 0.97 | 0.96 | 0.96 | 0.95 | 0.95 | 0.94 | 0.94 | 0.93 | 0.93 | 0.92 | 0.92 | 0.91 | 0.91 | 0.9 | 0.9 | 0.89 | 0.89 | 0.88 | 0.88 | 0.87 | 0.87 | 0.86 | 0.86 | 0.85 | 0.85 | 0.85 | 0.84 | 0.84 | 0.83 | 0.83 | 0.83 | 0.82 | 0.82 | 0.81 | 0.81 | 0.81 | 0.8 | 0.8 | 0.8 | 0.79 | 0.79 | 0.78 | 0.78 | 0.78 | 0.77 | 0.77 | 0.77 | 0.76 | 0.76 | 0.76 | 0.76 | 0.75 | 0.75 | 0.75 | 0.74 | 0.74 | 0.74 | 0.73 | 0.73 | 0.73 | 0.73 | 0.72 | 0.72 | 0.72 | 0.72 | 0.71 | 0.71 | 0.71 | 0.71 | 0.7 | 0.7 | 0.7 | 0.7 | 0.69 | 0.69 | 0.69 | 0.69 | 0.69 | 0.68 | 0.68 | 0.68 | 0.68 | 0.68 | 0.67 | 0.67 | 0.67 | 0.67 | #N/A | #N/A | #N/A | #N/A | #N/A | #N/A | #N/A | #N/A | #N/A | #N/A
[35 empty] | R507 | 15 | 775 | #N/A | #N/A | #N/A | #N/A | #N/A | #N/A | #N/A | #N/A | #N/A | #N/A | #N/A | #N/A | #N/A | #N/A | #N/A | #N/A | #N/A | #N/A | #N/A | #N/A | #N/A | #N/A | #N/A | #N/A | #N/A | 1.04 | 1.04 | 1.03 | 1.02 | 1.02 | 1.01 | 1 | 1 | 0.99 | 0.99 | 0.98 | 0.97 | 0.97 | 0.96 | 0.96 | 0.95 | 0.95 | 0.94 | 0.93 | 0.93 | 0.92 | 0.92 | 0.91 | 0.91 | 0.9 | 0.9 | 0.89 | 0.89 | 0.89 | 0.88 | 0.88 | 0.87 | 0.87 | 0.86 | 0.86 | 0.85 | 0.85 | 0.85 | 0.84 | 0.84 | 0.83 | 0.83 | 0.83 | 0.82 | 0.82 | 0.81 | 0.81 | 0.81 | 0.8 | 0.8 | 0.8 | 0.79 | 0.79 | 0.79 | 0.78 | 0.78 | 0.78 | 0.77 | 0.77 | 0.77 | 0.76 | 0.76 | 0.76 | 0.75 | 0.75 | 0.75 | 0.74 | 0.74 | 0.74 | 0.74 | 0.73 | 0.73 | 0.73 | 0.73 | 0.72 | 0.72 | 0.72 | 0.72 | 0.71 | 0.71 | 0.71 | 0.71 | 0.7 | 0.7 | 0.7 | 0.7 | 0.69 | 0.69 | 0.69 | 0.69 | 0.69 | 0.68 | 0.68 | 0.68 | 0.68 | 0.68 | #N/A | #N/A | #N/A | #N/A | #N/A | #N/A | #N/A | #N/A | #N/A | #N/A
[35 empty] | R507 | 16 | 776 | #N/A | #N/A | #N/A | #N/A | #N/A | #N/A | #N/A | #N/A | #N/A | #N/A | #N/A | #N/A | #N/A | #N/A | #N/A | #N/A | #N/A | #N/A | #N/A | #N/A | #N/A | #N/A | #N/A | #N/A | #N/A | 1.06 | 1.05 | 1.05 | 1.04 | 1.03 | 1.03 | 1.02 | 1.01 | 1.01 | 1 | 1 | 0.99 | 0.98 | 0.98 | 0.97 | 0.97 | 0.96 | 0.96 | 0.95 | 0.94 | 0.94 | 0.93 | 0.93 | 0.92 | 0.92 | 0.91 | 0.91 | 0.9 | 0.9 | 0.89 | 0.89 | 0.88 | 0.88 | 0.88 | 0.87 | 0.87 | 0.86 | 0.86 | 0.85 | 0.85 | 0.85 | 0.84 | 0.84 | 0.83 | 0.83 | 0.83 | 0.82 | 0.82 | 0.81 | 0.81 | 0.81 | 0.8 | 0.8 | 0.8 | 0.79 | 0.79 | 0.79 | 0.78 | 0.78 | 0.78 | 0.77 | 0.77 | 0.77 | 0.76 | 0.76 | 0.76 | 0.75 | 0.75 | 0.75 | 0.75 | 0.74 | 0.74 | 0.74 | 0.73 | 0.73 | 0.73 | 0.73 | 0.72 | 0.72 | 0.72 | 0.72 | 0.71 | 0.71 | 0.71 | 0.71 | 0.71 | 0.7 | 0.7 | 0.7 | 0.7 | 0.69 | 0.69 | 0.69 | 0.69 | 0.69 | 0.69 | #N/A | #N/A | #N/A | #N/A | #N/A | #N/A | #N/A | #N/A | #N/A | #N/A
[35 empty] | R507 | 17 | 777 | #N/A | #N/A | #N/A | #N/A | #N/A | #N/A | #N/A | #N/A | #N/A | #N/A | #N/A | #N/A | #N/A | #N/A | #N/A | #N/A | #N/A | #N/A | #N/A | #N/A | #N/A | #N/A | #N/A | #N/A | #N/A | 1.08 | 1.07 | 1.06 | 1.06 | 1.05 | 1.04 | 1.04 | 1.03 | 1.02 | 1.02 | 1.01 | 1.01 | 1 | 0.99 | 0.99 | 0.98 | 0.98 | 0.97 | 0.97 | 0.96 | 0.95 | 0.95 | 0.94 | 0.94 | 0.93 | 0.93 | 0.92 | 0.92 | 0.91 | 0.91 | 0.9 | 0.9 | 0.89 | 0.89 | 0.88 | 0.88 | 0.87 | 0.87 | 0.87 | 0.86 | 0.86 | 0.85 | 0.85 | 0.84 | 0.84 | 0.84 | 0.83 | 0.83 | 0.83 | 0.82 | 0.82 | 0.81 | 0.81 | 0.81 | 0.8 | 0.8 | 0.8 | 0.79 | 0.79 | 0.79 | 0.78 | 0.78 | 0.78 | 0.77 | 0.77 | 0.77 | 0.76 | 0.76 | 0.76 | 0.76 | 0.75 | 0.75 | 0.75 | 0.74 | 0.74 | 0.74 | 0.74 | 0.73 | 0.73 | 0.73 | 0.73 | 0.72 | 0.72 | 0.72 | 0.72 | 0.71 | 0.71 | 0.71 | 0.71 | 0.71 | 0.7 | 0.7 | 0.7 | 0.7 | 0.7 | 0.69 | #N/A | #N/A | #N/A | #N/A | #N/A | #N/A | #N/A | #N/A | #N/A | #N/A
[35 empty] | R507 | 18 | 778 | #N/A | #N/A | #N/A | #N/A | #N/A | #N/A | #N/A | #N/A | #N/A | #N/A | #N/A | #N/A | #N/A | #N/A | #N/A | #N/A | #N/A | #N/A | #N/A | #N/A | #N/A | #N/A | #N/A | #N/A | #N/A | 1.1 | 1.09 | 1.08 | 1.08 | 1.07 | 1.06 | 1.06 | 1.05 | 1.04 | 1.04 | 1.03 | 1.02 | 1.02 | 1.01 | 1 | 1 | 0.99 | 0.99 | 0.98 | 0.98 | 0.97 | 0.96 | 0.96 | 0.95 | 0.95 | 0.94 | 0.94 | 0.93 | 0.93 | 0.92 | 0.92 | 0.91 | 0.91 | 0.9 | 0.9 | 0.89 | 0.89 | 0.88 | 0.88 | 0.87 | 0.87 | 0.87 | 0.86 | 0.86 | 0.85 | 0.85 | 0.85 | 0.84 | 0.84 | 0.83 | 0.83 | 0.83 | 0.82 | 0.82 | 0.81 | 0.81 | 0.81 | 0.8 | 0.8 | 0.8 | 0.79 | 0.79 | 0.79 | 0.78 | 0.78 | 0.78 | 0.77 | 0.77 | 0.77 | 0.77 | 0.76 | 0.76 | 0.76 | 0.75 | 0.75 | 0.75 | 0.75 | 0.74 | 0.74 | 0.74 | 0.74 | 0.73 | 0.73 | 0.73 | 0.73 | 0.72 | 0.72 | 0.72 | 0.72 | 0.71 | 0.71 | 0.71 | 0.71 | 0.71 | 0.7 | 0.7 | #N/A | #N/A | #N/A | #N/A | #N/A | #N/A | #N/A | #N/A | #N/A | #N/A
[35 empty] | R507 | 19 | 779 | #N/A | #N/A | #N/A | #N/A | #N/A | #N/A | #N/A | #N/A | #N/A | #N/A | #N/A | #N/A | #N/A | #N/A | #N/A | #N/A | #N/A | #N/A | #N/A | #N/A | #N/A | #N/A | #N/A | #N/A | #N/A | 1.12 | 1.11 | 1.1 | 1.1 | 1.09 | 1.08 | 1.07 | 1.07 | 1.06 | 1.05 | 1.05 | 1.04 | 1.03 | 1.03 | 1.02 | 1.02 | 1.01 | 1 | 1 | 0.99 | 0.99 | 0.98 | 0.97 | 0.97 | 0.96 | 0.96 | 0.95 | 0.95 | 0.94 | 0.94 | 0.93 | 0.93 | 0.92 | 0.92 | 0.91 | 0.91 | 0.9 | 0.9 | 0.89 | 0.89 | 0.88 | 0.88 | 0.87 | 0.87 | 0.87 | 0.86 | 0.86 | 0.85 | 0.85 | 0.85 | 0.84 | 0.84 | 0.83 | 0.83 | 0.83 | 0.82 | 0.82 | 0.81 | 0.81 | 0.81 | 0.8 | 0.8 | 0.8 | 0.79 | 0.79 | 0.79 | 0.78 | 0.78 | 0.78 | 0.78 | 0.77 | 0.77 | 0.77 | 0.76 | 0.76 | 0.76 | 0.76 | 0.75 | 0.75 | 0.75 | 0.74 | 0.74 | 0.74 | 0.74 | 0.73 | 0.73 | 0.73 | 0.73 | 0.73 | 0.72 | 0.72 | 0.72 | 0.72 | 0.71 | 0.71 | 0.71 | #N/A | #N/A | #N/A | #N/A | #N/A | #N/A | #N/A | #N/A | #N/A | #N/A
[35 empty] | R507 | 20 | 780 | #N/A | #N/A | #N/A | #N/A | #N/A | #N/A | #N/A | #N/A | #N/A | #N/A | #N/A | #N/A | #N/A | #N/A | #N/A | #N/A | #N/A | #N/A | #N/A | #N/A | #N/A | #N/A | #N/A | #N/A | #N/A | 1.14 | 1.13 | 1.12 | 1.12 | 1.11 | 1.1 | 1.09 | 1.09 | 1.08 | 1.07 | 1.07 | 1.06 | 1.05 | 1.05 | 1.04 | 1.03 | 1.03 | 1.02 | 1.01 | 1.01 | 1 | 1 | 0.99 | 0.98 | 0.98 | 0.97 | 0.97 | 0.96 | 0.96 | 0.95 | 0.95 | 0.94 | 0.94 | 0.93 | 0.93 | 0.92 | 0.92 | 0.91 | 0.91 | 0.9 | 0.9 | 0.89 | 0.89 | 0.88 | 0.88 | 0.87 | 0.87 | 0.87 | 0.86 | 0.86 | 0.85 | 0.85 | 0.85 | 0.84 | 0.84 | 0.83 | 0.83 | 0.83 | 0.82 | 0.82 | 0.82 | 0.81 | 0.81 | 0.81 | 0.8 | 0.8 | 0.8 | 0.79 | 0.79 | 0.79 | 0.78 | 0.78 | 0.78 | 0.77 | 0.77 | 0.77 | 0.77 | 0.76 | 0.76 | 0.76 | 0.75 | 0.75 | 0.75 | 0.75 | 0.74 | 0.74 | 0.74 | 0.74 | 0.73 | 0.73 | 0.73 | 0.73 | 0.73 | 0.72 | 0.72 | 0.72 | #N/A | #N/A | #N/A | #N/A | #N/A | #N/A | #N/A | #N/A | #N/A | #N/A
[35 empty] | R507 | 21 | 781 | #N/A | #N/A | #N/A | #N/A | #N/A | #N/A | #N/A | #N/A | #N/A | #N/A | #N/A | #N/A | #N/A | #N/A | #N/A | #N/A | #N/A | #N/A | #N/A | #N/A | #N/A | #N/A | #N/A | #N/A | #N/A | 1.16 | 1.15 | 1.15 | 1.14 | 1.13 | 1.12 | 1.11 | 1.11 | 1.1 | 1.09 | 1.09 | 1.08 | 1.07 | 1.06 | 1.06 | 1.05 | 1.04 | 1.04 | 1.03 | 1.03 | 1.02 | 1.01 | 1.01 | 1 | 1 | 0.99 | 0.98 | 0.98 | 0.97 | 0.97 | 0.96 | 0.96 | 0.95 | 0.95 | 0.94 | 0.94 | 0.93 | 0.93 | 0.92 | 0.92 | 0.91 | 0.91 | 0.9 | 0.9 | 0.89 | 0.89 | 0.88 | 0.88 | 0.87 | 0.87 | 0.87 | 0.86 | 0.86 | 0.85 | 0.85 | 0.85 | 0.84 | 0.84 | 0.83 | 0.83 | 0.83 | 0.82 | 0.82 | 0.82 | 0.81 | 0.81 | 0.81 | 0.8 | 0.8 | 0.8 | 0.79 | 0.79 | 0.79 | 0.78 | 0.78 | 0.78 | 0.78 | 0.77 | 0.77 | 0.77 | 0.76 | 0.76 | 0.76 | 0.76 | 0.75 | 0.75 | 0.75 | 0.75 | 0.74 | 0.74 | 0.74 | 0.74 | 0.74 | 0.73 | 0.73 | 0.73 | #N/A | #N/A | #N/A | #N/A | #N/A | #N/A | #N/A | #N/A | #N/A | #N/A
[35 empty] | R507 | 22 | 782 | #N/A | #N/A | #N/A | #N/A | #N/A | #N/A | #N/A | #N/A | #N/A | #N/A | #N/A | #N/A | #N/A | #N/A | #N/A | #N/A | #N/A | #N/A | #N/A | #N/A | #N/A | #N/A | #N/A | #N/A | #N/A | 1.18 | 1.18 | 1.17 | 1.16 | 1.15 | 1.14 | 1.14 | 1.13 | 1.12 | 1.11 | 1.11 | 1.1 | 1.09 | 1.08 | 1.08 | 1.07 | 1.06 | 1.06 | 1.05 | 1.04 | 1.04 | 1.03 | 1.02 | 1.02 | 1.01 | 1.01 | 1 | 0.99 | 0.99 | 0.98 | 0.98 | 0.97 | 0.97 | 0.96 | 0.96 | 0.95 | 0.95 | 0.94 | 0.94 | 0.93 | 0.93 | 0.92 | 0.92 | 0.91 | 0.91 | 0.9 | 0.9 | 0.89 | 0.89 | 0.88 | 0.88 | 0.88 | 0.87 | 0.87 | 0.86 | 0.86 | 0.85 | 0.85 | 0.85 | 0.84 | 0.84 | 0.84 | 0.83 | 0.83 | 0.83 | 0.82 | 0.82 | 0.81 | 0.81 | 0.81 | 0.8 | 0.8 | 0.8 | 0.8 | 0.79 | 0.79 | 0.79 | 0.78 | 0.78 | 0.78 | 0.78 | 0.77 | 0.77 | 0.77 | 0.76 | 0.76 | 0.76 | 0.76 | 0.75 | 0.75 | 0.75 | 0.75 | 0.75 | 0.74 | 0.74 | 0.74 | #N/A | #N/A | #N/A | #N/A | #N/A | #N/A | #N/A | #N/A | #N/A | #N/A
[35 empty] | R507 | 23 | 783 | #N/A | #N/A | #N/A | #N/A | #N/A | #N/A | #N/A | #N/A | #N/A | #N/A | #N/A | #N/A | #N/A | #N/A | #N/A | #N/A | #N/A | #N/A | #N/A | #N/A | #N/A | #N/A | #N/A | #N/A | #N/A | 1.21 | 1.2 | 1.19 | 1.18 | 1.17 | 1.17 | 1.16 | 1.15 | 1.14 | 1.13 | 1.13 | 1.12 | 1.11 | 1.1 | 1.1 | 1.09 | 1.08 | 1.08 | 1.07 | 1.06 | 1.06 | 1.05 | 1.04 | 1.04 | 1.03 | 1.02 | 1.02 | 1.01 | 1.01 | 1 | 0.99 | 0.99 | 0.98 | 0.98 | 0.97 | 0.97 | 0.96 | 0.96 | 0.95 | 0.95 | 0.94 | 0.94 | 0.93 | 0.93 | 0.92 | 0.92 | 0.91 | 0.91 | 0.9 | 0.9 | 0.89 | 0.89 | 0.88 | 0.88 | 0.88 | 0.87 | 0.87 | 0.86 | 0.86 | 0.86 | 0.85 | 0.85 | 0.84 | 0.84 | 0.84 | 0.83 | 0.83 | 0.83 | 0.82 | 0.82 | 0.82 | 0.81 | 0.81 | 0.81 | 0.8 | 0.8 | 0.8 | 0.79 | 0.79 | 0.79 | 0.79 | 0.78 | 0.78 | 0.78 | 0.77 | 0.77 | 0.77 | 0.77 | 0.76 | 0.76 | 0.76 | 0.76 | 0.76 | 0.75 | 0.75 | 0.75 | #N/A | #N/A | #N/A | #N/A | #N/A | #N/A | #N/A | #N/A | #N/A | #N/A
[35 empty] | R507 | 24 | 784 | #N/A | #N/A | #N/A | #N/A | #N/A | #N/A | #N/A | #N/A | #N/A | #N/A | #N/A | #N/A | #N/A | #N/A | #N/A | #N/A | #N/A | #N/A | #N/A | #N/A | #N/A | #N/A | #N/A | #N/A | #N/A | 1.23 | 1.22 | 1.22 | 1.21 | 1.2 | 1.19 | 1.18 | 1.17 | 1.16 | 1.16 | 1.15 | 1.14 | 1.13 | 1.13 | 1.12 | 1.11 | 1.1 | 1.1 | 1.09 | 1.08 | 1.07 | 1.07 | 1.06 | 1.05 | 1.05 | 1.04 | 1.04 | 1.03 | 1.02 | 1.02 | 1.01 | 1.01 | 1 | 0.99 | 0.99 | 0.98 | 0.98 | 0.97 | 0.97 | 0.96 | 0.96 | 0.95 | 0.95 | 0.94 | 0.94 | 0.93 | 0.93 | 0.92 | 0.92 | 0.91 | 0.91 | 0.9 | 0.9 | 0.89 | 0.89 | 0.89 | 0.88 | 0.88 | 0.87 | 0.87 | 0.86 | 0.86 | 0.86 | 0.85 | 0.85 | 0.85 | 0.84 | 0.84 | 0.84 | 0.83 | 0.83 | 0.82 | 0.82 | 0.82 | 0.82 | 0.81 | 0.81 | 0.81 | 0.8 | 0.8 | 0.8 | 0.79 | 0.79 | 0.79 | 0.79 | 0.78 | 0.78 | 0.78 | 0.78 | 0.77 | 0.77 | 0.77 | 0.77 | 0.76 | 0.76 | 0.76 | #N/A | #N/A | #N/A | #N/A | #N/A | #N/A | #N/A | #N/A | #N/A | #N/A
[35 empty] | R507 | 25 | 785 | #N/A | #N/A | #N/A | #N/A | #N/A | #N/A | #N/A | #N/A | #N/A | #N/A | #N/A | #N/A | #N/A | #N/A | #N/A | #N/A | #N/A | #N/A | #N/A | #N/A | #N/A | #N/A | #N/A | #N/A | #N/A | 1.26 | 1.25 | 1.24 | 1.23 | 1.22 | 1.21 | 1.2 | 1.2 | 1.19 | 1.18 | 1.17 | 1.16 | 1.15 | 1.15 | 1.14 | 1.13 | 1.12 | 1.12 | 1.11 | 1.1 | 1.09 | 1.09 | 1.08 | 1.07 | 1.07 | 1.06 | 1.05 | 1.05 | 1.04 | 1.03 | 1.03 | 1.02 | 1.02 | 1.01 | 1 | 1 | 0.99 | 0.99 | 0.98 | 0.98 | 0.97 | 0.97 | 0.96 | 0.96 | 0.95 | 0.95 | 0.94 | 0.94 | 0.93 | 0.93 | 0.92 | 0.92 | 0.91 | 0.91 | 0.9 | 0.9 | 0.89 | 0.89 | 0.89 | 0.88 | 0.88 | 0.87 | 0.87 | 0.87 | 0.86 | 0.86 | 0.85 | 0.85 | 0.85 | 0.84 | 0.84 | 0.84 | 0.83 | 0.83 | 0.83 | 0.82 | 0.82 | 0.82 | 0.81 | 0.81 | 0.81 | 0.8 | 0.8 | 0.8 | 0.8 | 0.79 | 0.79 | 0.79 | 0.79 | 0.78 | 0.78 | 0.78 | 0.78 | 0.77 | 0.77 | 0.77 | #N/A | #N/A | #N/A | #N/A | #N/A | #N/A | #N/A | #N/A | #N/A | #N/A
[35 empty] | R507 | 26 | 786 | #N/A | #N/A | #N/A | #N/A | #N/A | #N/A | #N/A | #N/A | #N/A | #N/A | #N/A | #N/A | #N/A | #N/A | #N/A | #N/A | #N/A | #N/A | #N/A | #N/A | #N/A | #N/A | #N/A | #N/A | #N/A | 1.29 | 1.28 | 1.27 | 1.26 | 1.25 | 1.24 | 1.23 | 1.22 | 1.21 | 1.2 | 1.19 | 1.19 | 1.18 | 1.17 | 1.16 | 1.15 | 1.15 | 1.14 | 1.13 | 1.12 | 1.11 | 1.11 | 1.1 | 1.09 | 1.09 | 1.08 | 1.07 | 1.07 | 1.06 | 1.05 | 1.05 | 1.04 | 1.03 | 1.03 | 1.02 | 1.02 | 1.01 | 1 | 1 | 0.99 | 0.99 | 0.98 | 0.98 | 0.97 | 0.97 | 0.96 | 0.96 | 0.95 | 0.95 | 0.94 | 0.94 | 0.93 | 0.93 | 0.92 | 0.92 | 0.91 | 0.91 | 0.9 | 0.9 | 0.9 | 0.89 | 0.89 | 0.88 | 0.88 | 0.88 | 0.87 | 0.87 | 0.86 | 0.86 | 0.86 | 0.85 | 0.85 | 0.85 | 0.84 | 0.84 | 0.84 | 0.83 | 0.83 | 0.83 | 0.82 | 0.82 | 0.82 | 0.81 | 0.81 | 0.81 | 0.81 | 0.8 | 0.8 | 0.8 | 0.79 | 0.79 | 0.79 | 0.79 | 0.78 | 0.78 | 0.78 | #N/A | #N/A | #N/A | #N/A | #N/A | #N/A | #N/A | #N/A | #N/A | #N/A
[35 empty] | R507 | 27 | 787 | #N/A | #N/A | #N/A | #N/A | #N/A | #N/A | #N/A | #N/A | #N/A | #N/A | #N/A | #N/A | #N/A | #N/A | #N/A | #N/A | #N/A | #N/A | #N/A | #N/A | #N/A | #N/A | #N/A | #N/A | #N/A | 1.31 | 1.3 | 1.29 | 1.28 | 1.27 | 1.26 | 1.25 | 1.25 | 1.24 | 1.23 | 1.22 | 1.21 | 1.2 | 1.19 | 1.18 | 1.18 | 1.17 | 1.16 | 1.15 | 1.14 | 1.14 | 1.13 | 1.12 | 1.11 | 1.11 | 1.1 | 1.09 | 1.09 | 1.08 | 1.07 | 1.07 | 1.06 | 1.05 | 1.05 | 1.04 | 1.03 | 1.03 | 1.02 | 1.02 | 1.01 | 1 | 1 | 0.99 | 0.99 | 0.98 | 0.98 | 0.97 | 0.97 | 0.96 | 0.96 | 0.95 | 0.95 | 0.94 | 0.94 | 0.93 | 0.93 | 0.92 | 0.92 | 0.91 | 0.91 | 0.91 | 0.9 | 0.9 | 0.89 | 0.89 | 0.88 | 0.88 | 0.88 | 0.87 | 0.87 | 0.87 | 0.86 | 0.86 | 0.86 | 0.85 | 0.85 | 0.84 | 0.84 | 0.84 | 0.83 | 0.83 | 0.83 | 0.83 | 0.82 | 0.82 | 0.82 | 0.81 | 0.81 | 0.81 | 0.81 | 0.8 | 0.8 | 0.8 | 0.8 | 0.79 | 0.79 | #N/A | #N/A | #N/A | #N/A | #N/A | #N/A | #N/A | #N/A | #N/A | #N/A
[35 empty] | R507 | 28 | 788 | #N/A | #N/A | #N/A | #N/A | #N/A | #N/A | #N/A | #N/A | #N/A | #N/A | #N/A | #N/A | #N/A | #N/A | #N/A | #N/A | #N/A | #N/A | #N/A | #N/A | #N/A | #N/A | #N/A | #N/A | #N/A | 1.34 | 1.33 | 1.32 | 1.31 | 1.3 | 1.29 | 1.28 | 1.27 | 1.26 | 1.25 | 1.24 | 1.23 | 1.23 | 1.22 | 1.21 | 1.2 | 1.19 | 1.18 | 1.17 | 1.17 | 1.16 | 1.15 | 1.14 | 1.14 | 1.13 | 1.12 | 1.11 | 1.11 | 1.1 | 1.09 | 1.09 | 1.08 | 1.07 | 1.07 | 1.06 | 1.05 | 1.05 | 1.04 | 1.03 | 1.03 | 1.02 | 1.02 | 1.01 | 1.01 | 1 | 0.99 | 0.99 | 0.98 | 0.98 | 0.97 | 0.97 | 0.96 | 0.96 | 0.95 | 0.95 | 0.94 | 0.94 | 0.93 | 0.93 | 0.92 | 0.92 | 0.92 | 0.91 | 0.91 | 0.9 | 0.9 | 0.89 | 0.89 | 0.89 | 0.88 | 0.88 | 0.88 | 0.87 | 0.87 | 0.86 | 0.86 | 0.86 | 0.85 | 0.85 | 0.85 | 0.84 | 0.84 | 0.84 | 0.83 | 0.83 | 0.83 | 0.83 | 0.82 | 0.82 | 0.82 | 0.81 | 0.81 | 0.81 | 0.81 | 0.8 | 0.8 | #N/A | #N/A | #N/A | #N/A | #N/A | #N/A | #N/A | #N/A | #N/A | #N/A
[35 empty] | R507 | 29 | 789 | #N/A | #N/A | #N/A | #N/A | #N/A | #N/A | #N/A | #N/A | #N/A | #N/A | #N/A | #N/A | #N/A | #N/A | #N/A | #N/A | #N/A | #N/A | #N/A | #N/A | #N/A | #N/A | #N/A | #N/A | #N/A | 1.37 | 1.36 | 1.35 | 1.34 | 1.33 | 1.32 | 1.31 | 1.3 | 1.29 | 1.28 | 1.27 | 1.26 | 1.25 | 1.24 | 1.23 | 1.22 | 1.22 | 1.21 | 1.2 | 1.19 | 1.18 | 1.17 | 1.17 | 1.16 | 1.15 | 1.14 | 1.14 | 1.13 | 1.12 | 1.11 | 1.11 | 1.1 | 1.09 | 1.09 | 1.08 | 1.07 | 1.07 | 1.06 | 1.05 | 1.05 | 1.04 | 1.03 | 1.03 | 1.02 | 1.02 | 1.01 | 1.01 | 1 | 0.99 | 0.99 | 0.98 | 0.98 | 0.97 | 0.97 | 0.96 | 0.96 | 0.95 | 0.95 | 0.94 | 0.94 | 0.94 | 0.93 | 0.93 | 0.92 | 0.92 | 0.91 | 0.91 | 0.91 | 0.9 | 0.9 | 0.89 | 0.89 | 0.89 | 0.88 | 0.88 | 0.87 | 0.87 | 0.87 | 0.86 | 0.86 | 0.86 | 0.85 | 0.85 | 0.85 | 0.84 | 0.84 | 0.84 | 0.84 | 0.83 | 0.83 | 0.83 | 0.82 | 0.82 | 0.82 | 0.82 | 0.81 | #N/A | #N/A | #N/A | #N/A | #N/A | #N/A | #N/A | #N/A | #N/A | #N/A
[35 empty] | R507 | 30 | 790 | #N/A | #N/A | #N/A | #N/A | #N/A | #N/A | #N/A | #N/A | #N/A | #N/A | #N/A | #N/A | #N/A | #N/A | #N/A | #N/A | #N/A | #N/A | #N/A | #N/A | #N/A | #N/A | #N/A | #N/A | #N/A | 1.41 | 1.39 | 1.38 | 1.37 | 1.36 | 1.35 | 1.34 | 1.33 | 1.32 | 1.31 | 1.3 | 1.29 | 1.28 | 1.27 | 1.26 | 1.25 | 1.24 | 1.23 | 1.22 | 1.21 | 1.21 | 1.2 | 1.19 | 1.18 | 1.17 | 1.17 | 1.16 | 1.15 | 1.14 | 1.14 | 1.13 | 1.12 | 1.11 | 1.11 | 1.1 | 1.09 | 1.09 | 1.08 | 1.07 | 1.07 | 1.06 | 1.05 | 1.05 | 1.04 | 1.04 | 1.03 | 1.02 | 1.02 | 1.01 | 1.01 | 1 | 1 | 0.99 | 0.99 | 0.98 | 0.98 | 0.97 | 0.97 | 0.96 | 0.96 | 0.95 | 0.95 | 0.94 | 0.94 | 0.93 | 0.93 | 0.92 | 0.92 | 0.92 | 0.91 | 0.91 | 0.9 | 0.9 | 0.9 | 0.89 | 0.89 | 0.88 | 0.88 | 0.88 | 0.87 | 0.87 | 0.87 | 0.86 | 0.86 | 0.86 | 0.85 | 0.85 | 0.85 | 0.85 | 0.84 | 0.84 | 0.84 | 0.83 | 0.83 | 0.83 | 0.83 | #N/A | #N/A | #N/A | #N/A | #N/A | #N/A | #N/A | #N/A | #N/A | #N/A
[35 empty] | R507 | 31 | 791 | #N/A | #N/A | #N/A | #N/A | #N/A | #N/A | #N/A | #N/A | #N/A | #N/A | #N/A | #N/A | #N/A | #N/A | #N/A | #N/A | #N/A | #N/A | #N/A | #N/A | #N/A | #N/A | #N/A | #N/A | #N/A | 1.44 | 1.43 | 1.42 | 1.4 | 1.39 | 1.38 | 1.37 | 1.36 | 1.35 | 1.34 | 1.33 | 1.32 | 1.31 | 1.3 | 1.29 | 1.28 | 1.27 | 1.26 | 1.25 | 1.24 | 1.23 | 1.22 | 1.21 | 1.21 | 1.2 | 1.19 | 1.18 | 1.17 | 1.17 | 1.16 | 1.15 | 1.14 | 1.14 | 1.13 | 1.12 | 1.11 | 1.11 | 1.1 | 1.09 | 1.09 | 1.08 | 1.07 | 1.07 | 1.06 | 1.05 | 1.05 | 1.04 | 1.04 | 1.03 | 1.02 | 1.02 | 1.01 | 1.01 | 1 | 1 | 0.99 | 0.99 | 0.98 | 0.98 | 0.97 | 0.97 | 0.96 | 0.96 | 0.95 | 0.95 | 0.94 | 0.94 | 0.94 | 0.93 | 0.93 | 0.92 | 0.92 | 0.91 | 0.91 | 0.91 | 0.9 | 0.9 | 0.9 | 0.89 | 0.89 | 0.88 | 0.88 | 0.88 | 0.87 | 0.87 | 0.87 | 0.86 | 0.86 | 0.86 | 0.86 | 0.85 | 0.85 | 0.85 | 0.84 | 0.84 | 0.84 | #N/A | #N/A | #N/A | #N/A | #N/A | #N/A | #N/A | #N/A | #N/A | #N/A
[35 empty] | R507 | 32 | 792 | #N/A | #N/A | #N/A | #N/A | #N/A | #N/A | #N/A | #N/A | #N/A | #N/A | #N/A | #N/A | #N/A | #N/A | #N/A | #N/A | #N/A | #N/A | #N/A | #N/A | #N/A | #N/A | #N/A | #N/A | #N/A | 1.48 | 1.46 | 1.45 | 1.44 | 1.43 | 1.41 | 1.4 | 1.39 | 1.38 | 1.37 | 1.36 | 1.35 | 1.34 | 1.33 | 1.32 | 1.31 | 1.3 | 1.29 | 1.28 | 1.27 | 1.26 | 1.25 | 1.24 | 1.23 | 1.22 | 1.21 | 1.21 | 1.2 | 1.19 | 1.18 | 1.17 | 1.17 | 1.16 | 1.15 | 1.14 | 1.14 | 1.13 | 1.12 | 1.11 | 1.11 | 1.1 | 1.09 | 1.09 | 1.08 | 1.07 | 1.07 | 1.06 | 1.06 | 1.05 | 1.04 | 1.04 | 1.03 | 1.03 | 1.02 | 1.02 | 1.01 | 1 | 1 | 0.99 | 0.99 | 0.98 | 0.98 | 0.97 | 0.97 | 0.96 | 0.96 | 0.96 | 0.95 | 0.95 | 0.94 | 0.94 | 0.93 | 0.93 | 0.93 | 0.92 | 0.92 | 0.91 | 0.91 | 0.91 | 0.9 | 0.9 | 0.89 | 0.89 | 0.89 | 0.88 | 0.88 | 0.88 | 0.87 | 0.87 | 0.87 | 0.87 | 0.86 | 0.86 | 0.86 | 0.85 | 0.85 | #N/A | #N/A | #N/A | #N/A | #N/A | #N/A | #N/A | #N/A | #N/A | #N/A
[35 empty] | R507 | 33 | 793 | #N/A | #N/A | #N/A | #N/A | #N/A | #N/A | #N/A | #N/A | #N/A | #N/A | #N/A | #N/A | #N/A | #N/A | #N/A | #N/A | #N/A | #N/A | #N/A | #N/A | #N/A | #N/A | #N/A | #N/A | #N/A | 1.51 | 1.5 | 1.49 | 1.47 | 1.46 | 1.45 | 1.44 | 1.43 | 1.41 | 1.4 | 1.39 | 1.38 | 1.37 | 1.36 | 1.35 | 1.34 | 1.33 | 1.32 | 1.31 | 1.3 | 1.29 | 1.28 | 1.27 | 1.26 | 1.25 | 1.24 | 1.23 | 1.22 | 1.21 | 1.21 | 1.2 | 1.19 | 1.18 | 1.17 | 1.17 | 1.16 | 1.15 | 1.14 | 1.14 | 1.13 | 1.12 | 1.12 | 1.11 | 1.1 | 1.09 | 1.09 | 1.08 | 1.08 | 1.07 | 1.06 | 1.06 | 1.05 | 1.05 | 1.04 | 1.03 | 1.03 | 1.02 | 1.02 | 1.01 | 1.01 | 1 | 1 | 0.99 | 0.99 | 0.98 | 0.98 | 0.97 | 0.97 | 0.96 | 0.96 | 0.95 | 0.95 | 0.95 | 0.94 | 0.94 | 0.93 | 0.93 | 0.92 | 0.92 | 0.92 | 0.91 | 0.91 | 0.91 | 0.9 | 0.9 | 0.9 | 0.89 | 0.89 | 0.89 | 0.88 | 0.88 | 0.88 | 0.87 | 0.87 | 0.87 | 0.86 | #N/A | #N/A | #N/A | #N/A | #N/A | #N/A | #N/A | #N/A | #N/A | #N/A
[35 empty] | R507 | 34 | 794 | #N/A | #N/A | #N/A | #N/A | #N/A | #N/A | #N/A | #N/A | #N/A | #N/A | #N/A | #N/A | #N/A | #N/A | #N/A | #N/A | #N/A | #N/A | #N/A | #N/A | #N/A | #N/A | #N/A | #N/A | #N/A | 1.55 | 1.54 | 1.53 | 1.51 | 1.5 | 1.49 | 1.47 | 1.46 | 1.45 | 1.44 | 1.42 | 1.41 | 1.4 | 1.39 | 1.38 | 1.37 | 1.36 | 1.35 | 1.34 | 1.33 | 1.32 | 1.31 | 1.3 | 1.29 | 1.28 | 1.27 | 1.26 | 1.25 | 1.24 | 1.23 | 1.22 | 1.21 | 1.21 | 1.2 | 1.19 | 1.18 | 1.17 | 1.17 | 1.16 | 1.15 | 1.14 | 1.14 | 1.13 | 1.12 | 1.12 | 1.11 | 1.1 | 1.1 | 1.09 | 1.08 | 1.08 | 1.07 | 1.07 | 1.06 | 1.05 | 1.05 | 1.04 | 1.04 | 1.03 | 1.03 | 1.02 | 1.01 | 1.01 | 1 | 1 | 0.99 | 0.99 | 0.98 | 0.98 | 0.98 | 0.97 | 0.97 | 0.96 | 0.96 | 0.95 | 0.95 | 0.94 | 0.94 | 0.94 | 0.93 | 0.93 | 0.92 | 0.92 | 0.92 | 0.91 | 0.91 | 0.91 | 0.9 | 0.9 | 0.9 | 0.89 | 0.89 | 0.89 | 0.88 | 0.88 | 0.88 | #N/A | #N/A | #N/A | #N/A | #N/A | #N/A | #N/A | #N/A | #N/A | #N/A
[35 empty] | R507 | 35 | 795 | #N/A | #N/A | #N/A | #N/A | #N/A | #N/A | #N/A | #N/A | #N/A | #N/A | #N/A | #N/A | #N/A | #N/A | #N/A | #N/A | #N/A | #N/A | #N/A | #N/A | #N/A | #N/A | #N/A | #N/A | #N/A | 1.6 | 1.58 | 1.57 | 1.55 | 1.54 | 1.52 | 1.51 | 1.5 | 1.48 | 1.47 | 1.46 | 1.45 | 1.44 | 1.42 | 1.41 | 1.4 | 1.39 | 1.38 | 1.37 | 1.36 | 1.35 | 1.34 | 1.33 | 1.32 | 1.31 | 1.3 | 1.29 | 1.28 | 1.27 | 1.26 | 1.25 | 1.24 | 1.23 | 1.22 | 1.22 | 1.21 | 1.2 | 1.19 | 1.18 | 1.18 | 1.17 | 1.16 | 1.15 | 1.15 | 1.14 | 1.13 | 1.12 | 1.12 | 1.11 | 1.1 | 1.1 | 1.09 | 1.09 | 1.08 | 1.07 | 1.07 | 1.06 | 1.06 | 1.05 | 1.04 | 1.04 | 1.03 | 1.03 | 1.02 | 1.02 | 1.01 | 1.01 | 1 | 1 | 0.99 | 0.99 | 0.98 | 0.98 | 0.97 | 0.97 | 0.97 | 0.96 | 0.96 | 0.95 | 0.95 | 0.94 | 0.94 | 0.94 | 0.93 | 0.93 | 0.93 | 0.92 | 0.92 | 0.92 | 0.91 | 0.91 | 0.91 | 0.9 | 0.9 | 0.9 | 0.89 | #N/A | #N/A | #N/A | #N/A | #N/A | #N/A | #N/A | #N/A | #N/A | #N/A
[35 empty] | R507 | 36 | 796 | #N/A | #N/A | #N/A | #N/A | #N/A | #N/A | #N/A | #N/A | #N/A | #N/A | #N/A | #N/A | #N/A | #N/A | #N/A | #N/A | #N/A | #N/A | #N/A | #N/A | #N/A | #N/A | #N/A | #N/A | #N/A | 1.64 | 1.62 | 1.61 | 1.59 | 1.58 | 1.56 | 1.55 | 1.54 | 1.52 | 1.51 | 1.5 | 1.48 | 1.47 | 1.46 | 1.45 | 1.43 | 1.42 | 1.41 | 1.4 | 1.39 | 1.38 | 1.37 | 1.36 | 1.35 | 1.34 | 1.32 | 1.32 | 1.31 | 1.3 | 1.29 | 1.28 | 1.27 | 1.26 | 1.25 | 1.24 | 1.23 | 1.22 | 1.22 | 1.21 | 1.2 | 1.19 | 1.18 | 1.18 | 1.17 | 1.16 | 1.15 | 1.15 | 1.14 | 1.13 | 1.13 | 1.12 | 1.11 | 1.11 | 1.1 | 1.09 | 1.09 | 1.08 | 1.08 | 1.07 | 1.06 | 1.06 | 1.05 | 1.05 | 1.04 | 1.04 | 1.03 | 1.03 | 1.02 | 1.02 | 1.01 | 1.01 | 1 | 1 | 0.99 | 0.99 | 0.98 | 0.98 | 0.97 | 0.97 | 0.96 | 0.96 | 0.96 | 0.95 | 0.95 | 0.94 | 0.94 | 0.94 | 0.93 | 0.93 | 0.93 | 0.92 | 0.92 | 0.92 | 0.91 | 0.91 | 0.91 | #N/A | #N/A | #N/A | #N/A | #N/A | #N/A | #N/A | #N/A | #N/A | #N/A
[35 empty] | R507 | 37 | 797 | #N/A | #N/A | #N/A | #N/A | #N/A | #N/A | #N/A | #N/A | #N/A | #N/A | #N/A | #N/A | #N/A | #N/A | #N/A | #N/A | #N/A | #N/A | #N/A | #N/A | #N/A | #N/A | #N/A | #N/A | #N/A | 1.69 | 1.67 | 1.65 | 1.64 | 1.62 | 1.61 | 1.59 | 1.58 | 1.56 | 1.55 | 1.54 | 1.52 | 1.51 | 1.5 | 1.48 | 1.47 | 1.46 | 1.45 | 1.43 | 1.42 | 1.41 | 1.4 | 1.39 | 1.38 | 1.37 | 1.36 | 1.35 | 1.34 | 1.33 | 1.32 | 1.31 | 1.3 | 1.29 | 1.28 | 1.27 | 1.26 | 1.25 | 1.24 | 1.23 | 1.23 | 1.22 | 1.21 | 1.2 | 1.19 | 1.19 | 1.18 | 1.17 | 1.16 | 1.16 | 1.15 | 1.14 | 1.14 | 1.13 | 1.12 | 1.12 | 1.11 | 1.1 | 1.1 | 1.09 | 1.08 | 1.08 | 1.07 | 1.07 | 1.06 | 1.06 | 1.05 | 1.04 | 1.04 | 1.03 | 1.03 | 1.02 | 1.02 | 1.01 | 1.01 | 1 | 1 | 1 | 0.99 | 0.99 | 0.98 | 0.98 | 0.97 | 0.97 | 0.97 | 0.96 | 0.96 | 0.95 | 0.95 | 0.95 | 0.94 | 0.94 | 0.94 | 0.93 | 0.93 | 0.93 | 0.92 | #N/A | #N/A | #N/A | #N/A | #N/A | #N/A | #N/A | #N/A | #N/A | #N/A
[35 empty] | R507 | 38 | 798 | #N/A | #N/A | #N/A | #N/A | #N/A | #N/A | #N/A | #N/A | #N/A | #N/A | #N/A | #N/A | #N/A | #N/A | #N/A | #N/A | #N/A | #N/A | #N/A | #N/A | #N/A | #N/A | #N/A | #N/A | #N/A | 1.74 | 1.72 | 1.7 | 1.68 | 1.67 | 1.65 | 1.64 | 1.62 | 1.61 | 1.59 | 1.58 | 1.56 | 1.55 | 1.54 | 1.52 | 1.51 | 1.5 | 1.48 | 1.47 | 1.46 | 1.45 | 1.43 | 1.42 | 1.41 | 1.4 | 1.39 | 1.38 | 1.37 | 1.36 | 1.35 | 1.34 | 1.33 | 1.32 | 1.31 | 1.3 | 1.29 | 1.28 | 1.27 | 1.26 | 1.25 | 1.24 | 1.24 | 1.23 | 1.22 | 1.21 | 1.2 | 1.2 | 1.19 | 1.18 | 1.17 | 1.17 | 1.16 | 1.15 | 1.15 | 1.14 | 1.13 | 1.13 | 1.12 | 1.11 | 1.11 | 1.1 | 1.09 | 1.09 | 1.08 | 1.08 | 1.07 | 1.06 | 1.06 | 1.05 | 1.05 | 1.04 | 1.04 | 1.03 | 1.03 | 1.02 | 1.02 | 1.01 | 1.01 | 1 | 1 | 1 | 0.99 | 0.99 | 0.98 | 0.98 | 0.97 | 0.97 | 0.97 | 0.96 | 0.96 | 0.96 | 0.95 | 0.95 | 0.95 | 0.94 | 0.94 | #N/A | #N/A | #N/A | #N/A | #N/A | #N/A | #N/A | #N/A | #N/A | #N/A
[35 empty] | R507 | 39 | 799 | #N/A | #N/A | #N/A | #N/A | #N/A | #N/A | #N/A | #N/A | #N/A | #N/A | #N/A | #N/A | #N/A | #N/A | #N/A | #N/A | #N/A | #N/A | #N/A | #N/A | #N/A | #N/A | #N/A | #N/A | #N/A | 1.79 | 1.77 | 1.75 | 1.73 | 1.72 | 1.7 | 1.68 | 1.67 | 1.65 | 1.64 | 1.62 | 1.61 | 1.59 | 1.58 | 1.56 | 1.55 | 1.54 | 1.52 | 1.51 | 1.5 | 1.48 | 1.47 | 1.46 | 1.45 | 1.44 | 1.42 | 1.41 | 1.4 | 1.39 | 1.38 | 1.37 | 1.36 | 1.35 | 1.34 | 1.33 | 1.32 | 1.31 | 1.3 | 1.29 | 1.28 | 1.27 | 1.26 | 1.26 | 1.25 | 1.24 | 1.23 | 1.22 | 1.21 | 1.21 | 1.2 | 1.19 | 1.18 | 1.18 | 1.17 | 1.16 | 1.16 | 1.15 | 1.14 | 1.14 | 1.13 | 1.12 | 1.12 | 1.11 | 1.1 | 1.1 | 1.09 | 1.09 | 1.08 | 1.07 | 1.07 | 1.06 | 1.06 | 1.05 | 1.05 | 1.04 | 1.04 | 1.03 | 1.03 | 1.02 | 1.02 | 1.01 | 1.01 | 1.01 | 1 | 1 | 0.99 | 0.99 | 0.98 | 0.98 | 0.98 | 0.97 | 0.97 | 0.97 | 0.96 | 0.96 | 0.96 | #N/A | #N/A | #N/A | #N/A | #N/A | #N/A | #N/A | #N/A | #N/A | #N/A
[35 empty] | R507 | 40 | 800 | #N/A | #N/A | #N/A | #N/A | #N/A | #N/A | #N/A | #N/A | #N/A | #N/A | #N/A | #N/A | #N/A | #N/A | #N/A | #N/A | #N/A | #N/A | #N/A | #N/A | #N/A | #N/A | #N/A | #N/A | #N/A | 1.85 | 1.83 | 1.81 | 1.79 | 1.77 | 1.75 | 1.73 | 1.72 | 1.7 | 1.68 | 1.67 | 1.65 | 1.64 | 1.62 | 1.61 | 1.59 | 1.58 | 1.56 | 1.55 | 1.54 | 1.52 | 1.51 | 1.5 | 1.48 | 1.47 | 1.46 | 1.45 | 1.44 | 1.43 | 1.41 | 1.4 | 1.39 | 1.38 | 1.37 | 1.36 | 1.35 | 1.34 | 1.33 | 1.32 | 1.31 | 1.3 | 1.29 | 1.28 | 1.28 | 1.27 | 1.26 | 1.25 | 1.24 | 1.23 | 1.23 | 1.22 | 1.21 | 1.2 | 1.19 | 1.19 | 1.18 | 1.17 | 1.17 | 1.16 | 1.15 | 1.15 | 1.14 | 1.13 | 1.13 | 1.12 | 1.11 | 1.11 | 1.1 | 1.1 | 1.09 | 1.08 | 1.08 | 1.07 | 1.07 | 1.06 | 1.06 | 1.05 | 1.05 | 1.04 | 1.04 | 1.03 | 1.03 | 1.02 | 1.02 | 1.02 | 1.01 | 1.01 | 1 | 1 | 0.99 | 0.99 | 0.99 | 0.98 | 0.98 | 0.98 | 0.97 | #N/A | #N/A | #N/A | #N/A | #N/A | #N/A | #N/A | #N/A | #N/A | #N/A
[35 empty] | R507 | 41 | 801 | #N/A | #N/A | #N/A | #N/A | #N/A | #N/A | #N/A | #N/A | #N/A | #N/A | #N/A | #N/A | #N/A | #N/A | #N/A | #N/A | #N/A | #N/A | #N/A | #N/A | #N/A | #N/A | #N/A | #N/A | #N/A | 1.91 | 1.89 | 1.86 | 1.85 | 1.83 | 1.81 | 1.79 | 1.77 | 1.75 | 1.74 | 1.72 | 1.7 | 1.69 | 1.67 | 1.65 | 1.64 | 1.62 | 1.61 | 1.59 | 1.58 | 1.57 | 1.55 | 1.54 | 1.52 | 1.51 | 1.5 | 1.49 | 1.47 | 1.46 | 1.45 | 1.44 | 1.43 | 1.42 | 1.41 | 1.39 | 1.38 | 1.37 | 1.36 | 1.35 | 1.34 | 1.33 | 1.32 | 1.31 | 1.31 | 1.3 | 1.29 | 1.28 | 1.27 | 1.26 | 1.25 | 1.24 | 1.24 | 1.23 | 1.22 | 1.21 | 1.21 | 1.2 | 1.19 | 1.18 | 1.18 | 1.17 | 1.16 | 1.16 | 1.15 | 1.14 | 1.14 | 1.13 | 1.12 | 1.12 | 1.11 | 1.11 | 1.1 | 1.1 | 1.09 | 1.08 | 1.08 | 1.07 | 1.07 | 1.06 | 1.06 | 1.05 | 1.05 | 1.04 | 1.04 | 1.04 | 1.03 | 1.03 | 1.02 | 1.02 | 1.01 | 1.01 | 1.01 | 1 | 1 | 0.99 | 0.99 | #N/A | #N/A | #N/A | #N/A | #N/A | #N/A | #N/A | #N/A | #N/A | #N/A
[35 empty] | R507 | 42 | 802 | #N/A | #N/A | #N/A | #N/A | #N/A | #N/A | #N/A | #N/A | #N/A | #N/A | #N/A | #N/A | #N/A | #N/A | #N/A | #N/A | #N/A | #N/A | #N/A | #N/A | #N/A | #N/A | #N/A | #N/A | #N/A | 1.97 | 1.95 | 1.93 | 1.91 | 1.89 | 1.87 | 1.85 | 1.83 | 1.81 | 1.79 | 1.77 | 1.75 | 1.74 | 1.72 | 1.7 | 1.69 | 1.67 | 1.66 | 1.64 | 1.62 | 1.61 | 1.6 | 1.58 | 1.57 | 1.55 | 1.54 | 1.53 | 1.51 | 1.5 | 1.49 | 1.48 | 1.46 | 1.45 | 1.44 | 1.43 | 1.42 | 1.41 | 1.4 | 1.39 | 1.38 | 1.37 | 1.36 | 1.35 | 1.34 | 1.33 | 1.32 | 1.31 | 1.3 | 1.29 | 1.28 | 1.27 | 1.27 | 1.26 | 1.25 | 1.24 | 1.23 | 1.23 | 1.22 | 1.21 | 1.2 | 1.2 | 1.19 | 1.18 | 1.17 | 1.17 | 1.16 | 1.16 | 1.15 | 1.14 | 1.14 | 1.13 | 1.12 | 1.12 | 1.11 | 1.11 | 1.1 | 1.1 | 1.09 | 1.09 | 1.08 | 1.07 | 1.07 | 1.07 | 1.06 | 1.06 | 1.05 | 1.05 | 1.04 | 1.04 | 1.03 | 1.03 | 1.03 | 1.02 | 1.02 | 1.01 | 1.01 | #N/A | #N/A | #N/A | #N/A | #N/A | #N/A | #N/A | #N/A | #N/A | #N/A
[35 empty] | R507 | 43 | 803 | #N/A | #N/A | #N/A | #N/A | #N/A | #N/A | #N/A | #N/A | #N/A | #N/A | #N/A | #N/A | #N/A | #N/A | #N/A | #N/A | #N/A | #N/A | #N/A | #N/A | #N/A | #N/A | #N/A | #N/A | #N/A | 2.04 | 2.02 | 1.99 | 1.97 | 1.95 | 1.93 | 1.91 | 1.89 | 1.87 | 1.85 | 1.83 | 1.81 | 1.79 | 1.77 | 1.75 | 1.74 | 1.72 | 1.7 | 1.69 | 1.67 | 1.66 | 1.64 | 1.63 | 1.61 | 1.6 | 1.58 | 1.57 | 1.56 | 1.54 | 1.53 | 1.52 | 1.5 | 1.49 | 1.48 | 1.47 | 1.46 | 1.44 | 1.43 | 1.42 | 1.41 | 1.4 | 1.39 | 1.38 | 1.37 | 1.36 | 1.35 | 1.34 | 1.33 | 1.32 | 1.31 | 1.3 | 1.29 | 1.29 | 1.28 | 1.27 | 1.26 | 1.25 | 1.25 | 1.24 | 1.23 | 1.22 | 1.21 | 1.21 | 1.2 | 1.19 | 1.19 | 1.18 | 1.17 | 1.17 | 1.16 | 1.15 | 1.15 | 1.14 | 1.14 | 1.13 | 1.12 | 1.12 | 1.11 | 1.11 | 1.1 | 1.1 | 1.09 | 1.09 | 1.08 | 1.08 | 1.07 | 1.07 | 1.06 | 1.06 | 1.05 | 1.05 | 1.05 | 1.04 | 1.04 | 1.03 | 1.03 | #N/A | #N/A | #N/A | #N/A | #N/A | #N/A | #N/A | #N/A | #N/A | #N/A
[35 empty] | R507 | 44 | 804 | #N/A | #N/A | #N/A | #N/A | #N/A | #N/A | #N/A | #N/A | #N/A | #N/A | #N/A | #N/A | #N/A | #N/A | #N/A | #N/A | #N/A | #N/A | #N/A | #N/A | #N/A | #N/A | #N/A | #N/A | #N/A | 2.11 | 2.09 | 2.06 | 2.04 | 2.02 | 1.99 | 1.97 | 1.95 | 1.93 | 1.91 | 1.89 | 1.87 | 1.85 | 1.83 | 1.81 | 1.79 | 1.77 | 1.76 | 1.74 | 1.72 | 1.71 | 1.69 | 1.67 | 1.66 | 1.64 | 1.63 | 1.61 | 1.6 | 1.59 | 1.57 | 1.56 | 1.55 | 1.53 | 1.52 | 1.51 | 1.5 | 1.48 | 1.47 | 1.46 | 1.45 | 1.44 | 1.43 | 1.42 | 1.4 | 1.39 | 1.38 | 1.37 | 1.36 | 1.35 | 1.34 | 1.34 | 1.33 | 1.32 | 1.31 | 1.3 | 1.29 | 1.28 | 1.27 | 1.27 | 1.26 | 1.25 | 1.24 | 1.24 | 1.23 | 1.22 | 1.21 | 1.21 | 1.2 | 1.19 | 1.19 | 1.18 | 1.17 | 1.17 | 1.16 | 1.15 | 1.15 | 1.14 | 1.14 | 1.13 | 1.13 | 1.12 | 1.11 | 1.11 | 1.1 | 1.1 | 1.09 | 1.09 | 1.08 | 1.08 | 1.08 | 1.07 | 1.07 | 1.06 | 1.06 | 1.05 | 1.05 | #N/A | #N/A | #N/A | #N/A | #N/A | #N/A | #N/A | #N/A | #N/A | #N/A
[35 empty] | R507 | 45 | 805 | #N/A | #N/A | #N/A | #N/A | #N/A | #N/A | #N/A | #N/A | #N/A | #N/A | #N/A | #N/A | #N/A | #N/A | #N/A | #N/A | #N/A | #N/A | #N/A | #N/A | #N/A | #N/A | #N/A | #N/A | #N/A | 2.2 | 2.17 | 2.14 | 2.12 | 2.09 | 2.07 | 2.04 | 2.02 | 2 | 1.98 | 1.95 | 1.93 | 1.91 | 1.89 | 1.87 | 1.85 | 1.83 | 1.81 | 1.8 | 1.78 | 1.76 | 1.74 | 1.73 | 1.71 | 1.69 | 1.68 | 1.66 | 1.65 | 1.63 | 1.62 | 1.6 | 1.59 | 1.58 | 1.56 | 1.55 | 1.54 | 1.52 | 1.51 | 1.5 | 1.49 | 1.48 | 1.46 | 1.45 | 1.44 | 1.43 | 1.42 | 1.41 | 1.4 | 1.39 | 1.38 | 1.37 | 1.36 | 1.35 | 1.34 | 1.33 | 1.32 | 1.31 | 1.31 | 1.3 | 1.29 | 1.28 | 1.27 | 1.26 | 1.26 | 1.25 | 1.24 | 1.23 | 1.23 | 1.22 | 1.21 | 1.21 | 1.2 | 1.19 | 1.19 | 1.18 | 1.17 | 1.17 | 1.16 | 1.16 | 1.15 | 1.14 | 1.14 | 1.13 | 1.13 | 1.12 | 1.12 | 1.11 | 1.11 | 1.1 | 1.1 | 1.09 | 1.09 | 1.08 | 1.08 | 1.08 | 1.07 | #N/A | #N/A | #N/A | #N/A | #N/A | #N/A | #N/A | #N/A | #N/A | #N/A
[35 empty] | R507 | 46 | 806 | #N/A | #N/A | #N/A | #N/A | #N/A | #N/A | #N/A | #N/A | #N/A | #N/A | #N/A | #N/A | #N/A | #N/A | #N/A | #N/A | #N/A | #N/A | #N/A | #N/A | #N/A | #N/A | #N/A | #N/A | #N/A | 2.28 | 2.25 | 2.23 | 2.2 | 2.17 | 2.15 | 2.12 | 2.1 | 2.07 | 2.05 | 2.02 | 2 | 1.98 | 1.96 | 1.94 | 1.92 | 1.9 | 1.88 | 1.86 | 1.84 | 1.82 | 1.8 | 1.78 | 1.76 | 1.75 | 1.73 | 1.71 | 1.7 | 1.68 | 1.67 | 1.65 | 1.64 | 1.62 | 1.61 | 1.6 | 1.58 | 1.57 | 1.56 | 1.54 | 1.53 | 1.52 | 1.51 | 1.49 | 1.48 | 1.47 | 1.46 | 1.45 | 1.44 | 1.43 | 1.42 | 1.41 | 1.4 | 1.39 | 1.38 | 1.37 | 1.36 | 1.35 | 1.34 | 1.33 | 1.32 | 1.31 | 1.3 | 1.3 | 1.29 | 1.28 | 1.27 | 1.26 | 1.26 | 1.25 | 1.24 | 1.23 | 1.23 | 1.22 | 1.21 | 1.21 | 1.2 | 1.19 | 1.19 | 1.18 | 1.18 | 1.17 | 1.16 | 1.16 | 1.15 | 1.15 | 1.14 | 1.14 | 1.13 | 1.13 | 1.12 | 1.12 | 1.11 | 1.11 | 1.1 | 1.1 | 1.09 | #N/A | #N/A | #N/A | #N/A | #N/A | #N/A | #N/A | #N/A | #N/A | #N/A
[35 empty] | R507 | 47 | 807 | #N/A | #N/A | #N/A | #N/A | #N/A | #N/A | #N/A | #N/A | #N/A | #N/A | #N/A | #N/A | #N/A | #N/A | #N/A | #N/A | #N/A | #N/A | #N/A | #N/A | #N/A | #N/A | #N/A | #N/A | #N/A | 2.38 | 2.35 | 2.32 | 2.29 | 2.26 | 2.23 | 2.2 | 2.18 | 2.15 | 2.13 | 2.1 | 2.08 | 2.05 | 2.03 | 2.01 | 1.98 | 1.96 | 1.94 | 1.92 | 1.9 | 1.88 | 1.86 | 1.84 | 1.82 | 1.81 | 1.79 | 1.77 | 1.75 | 1.74 | 1.72 | 1.7 | 1.69 | 1.67 | 1.66 | 1.64 | 1.63 | 1.62 | 1.6 | 1.59 | 1.57 | 1.56 | 1.55 | 1.54 | 1.52 | 1.51 | 1.5 | 1.49 | 1.48 | 1.47 | 1.45 | 1.44 | 1.43 | 1.42 | 1.41 | 1.4 | 1.39 | 1.38 | 1.37 | 1.36 | 1.35 | 1.35 | 1.34 | 1.33 | 1.32 | 1.31 | 1.3 | 1.3 | 1.29 | 1.28 | 1.27 | 1.26 | 1.26 | 1.25 | 1.24 | 1.24 | 1.23 | 1.22 | 1.22 | 1.21 | 1.2 | 1.2 | 1.19 | 1.18 | 1.18 | 1.17 | 1.17 | 1.16 | 1.16 | 1.15 | 1.15 | 1.14 | 1.14 | 1.13 | 1.13 | 1.12 | 1.12 | #N/A | #N/A | #N/A | #N/A | #N/A | #N/A | #N/A | #N/A | #N/A | #N/A
[35 empty] | R507 | 48 | 808 | #N/A | #N/A | #N/A | #N/A | #N/A | #N/A | #N/A | #N/A | #N/A | #N/A | #N/A | #N/A | #N/A | #N/A | #N/A | #N/A | #N/A | #N/A | #N/A | #N/A | #N/A | #N/A | #N/A | #N/A | #N/A | 2.48 | 2.45 | 2.42 | 2.38 | 2.35 | 2.32 | 2.29 | 2.26 | 2.24 | 2.21 | 2.18 | 2.16 | 2.13 | 2.1 | 2.08 | 2.06 | 2.03 | 2.01 | 1.99 | 1.97 | 1.95 | 1.93 | 1.91 | 1.89 | 1.87 | 1.85 | 1.83 | 1.81 | 1.79 | 1.78 | 1.76 | 1.74 | 1.73 | 1.71 | 1.69 | 1.68 | 1.66 | 1.65 | 1.64 | 1.62 | 1.61 | 1.59 | 1.58 | 1.57 | 1.55 | 1.54 | 1.53 | 1.52 | 1.51 | 1.49 | 1.48 | 1.47 | 1.46 | 1.45 | 1.44 | 1.43 | 1.42 | 1.41 | 1.4 | 1.39 | 1.38 | 1.37 | 1.36 | 1.35 | 1.34 | 1.34 | 1.33 | 1.32 | 1.31 | 1.3 | 1.3 | 1.29 | 1.28 | 1.27 | 1.27 | 1.26 | 1.25 | 1.24 | 1.24 | 1.23 | 1.22 | 1.22 | 1.21 | 1.21 | 1.2 | 1.19 | 1.19 | 1.18 | 1.18 | 1.17 | 1.17 | 1.16 | 1.16 | 1.15 | 1.15 | 1.14 | #N/A | #N/A | #N/A | #N/A | #N/A | #N/A | #N/A | #N/A | #N/A | #N/A
[35 empty] | R507 | 49 | 809 | #N/A | #N/A | #N/A | #N/A | #N/A | #N/A | #N/A | #N/A | #N/A | #N/A | #N/A | #N/A | #N/A | #N/A | #N/A | #N/A | #N/A | #N/A | #N/A | #N/A | #N/A | #N/A | #N/A | #N/A | #N/A | 2.6 | 2.56 | 2.53 | 2.49 | 2.46 | 2.42 | 2.39 | 2.36 | 2.33 | 2.3 | 2.27 | 2.24 | 2.22 | 2.19 | 2.16 | 2.14 | 2.11 | 2.09 | 2.06 | 2.04 | 2.02 | 2 | 1.97 | 1.95 | 1.93 | 1.91 | 1.89 | 1.87 | 1.85 | 1.84 | 1.82 | 1.8 | 1.78 | 1.77 | 1.75 | 1.73 | 1.72 | 1.7 | 1.69 | 1.67 | 1.66 | 1.64 | 1.63 | 1.62 | 1.6 | 1.59 | 1.58 | 1.56 | 1.55 | 1.54 | 1.53 | 1.51 | 1.5 | 1.49 | 1.48 | 1.47 | 1.46 | 1.45 | 1.44 | 1.43 | 1.42 | 1.41 | 1.4 | 1.39 | 1.38 | 1.37 | 1.36 | 1.35 | 1.35 | 1.34 | 1.33 | 1.32 | 1.31 | 1.31 | 1.3 | 1.29 | 1.28 | 1.28 | 1.27 | 1.26 | 1.26 | 1.25 | 1.24 | 1.24 | 1.23 | 1.22 | 1.22 | 1.21 | 1.21 | 1.2 | 1.19 | 1.19 | 1.18 | 1.18 | 1.17 | 1.17 | #N/A | #N/A | #N/A | #N/A | #N/A | #N/A | #N/A | #N/A | #N/A | #N/A
[35 empty] | R507 | 50 | 810 | #N/A | #N/A | #N/A | #N/A | #N/A | #N/A | #N/A | #N/A | #N/A | #N/A | #N/A | #N/A | #N/A | #N/A | #N/A | #N/A | #N/A | #N/A | #N/A | #N/A | #N/A | #N/A | #N/A | #N/A | #N/A | 2.73 | 2.69 | 2.65 | 2.61 | 2.57 | 2.54 | 2.5 | 2.47 | 2.43 | 2.4 | 2.37 | 2.34 | 2.31 | 2.28 | 2.25 | 2.23 | 2.2 | 2.17 | 2.15 | 2.12 | 2.1 | 2.07 | 2.05 | 2.03 | 2.01 | 1.98 | 1.96 | 1.94 | 1.92 | 1.9 | 1.88 | 1.86 | 1.85 | 1.83 | 1.81 | 1.79 | 1.78 | 1.76 | 1.74 | 1.73 | 1.71 | 1.7 | 1.68 | 1.67 | 1.65 | 1.64 | 1.62 | 1.61 | 1.6 | 1.59 | 1.57 | 1.56 | 1.55 | 1.54 | 1.52 | 1.51 | 1.5 | 1.49 | 1.48 | 1.47 | 1.46 | 1.45 | 1.44 | 1.43 | 1.42 | 1.41 | 1.4 | 1.39 | 1.38 | 1.37 | 1.36 | 1.36 | 1.35 | 1.34 | 1.33 | 1.32 | 1.32 | 1.31 | 1.3 | 1.29 | 1.29 | 1.28 | 1.27 | 1.27 | 1.26 | 1.25 | 1.25 | 1.24 | 1.24 | 1.23 | 1.22 | 1.22 | 1.21 | 1.21 | 1.2 | 1.2 | #N/A | #N/A | #N/A | #N/A | #N/A | #N/A | #N/A | #N/A | #N/A | #N/A
[35 empty] | R507 | 51 | 811 | #N/A | #N/A | #N/A | #N/A | #N/A | #N/A | #N/A | #N/A | #N/A | #N/A | #N/A | #N/A | #N/A | #N/A | #N/A | #N/A | #N/A | #N/A | #N/A | #N/A | #N/A | #N/A | #N/A | #N/A | #N/A | 2.87 | 2.83 | 2.78 | 2.74 | 2.7 | 2.66 | 2.62 | 2.59 | 2.55 | 2.51 | 2.48 | 2.45 | 2.41 | 2.38 | 2.35 | 2.32 | 2.29 | 2.26 | 2.24 | 2.21 | 2.18 | 2.16 | 2.13 | 2.11 | 2.08 | 2.06 | 2.04 | 2.02 | 1.99 | 1.97 | 1.95 | 1.93 | 1.91 | 1.89 | 1.87 | 1.86 | 1.84 | 1.82 | 1.8 | 1.79 | 1.77 | 1.75 | 1.74 | 1.72 | 1.71 | 1.69 | 1.68 | 1.66 | 1.65 | 1.64 | 1.62 | 1.61 | 1.6 | 1.58 | 1.57 | 1.56 | 1.55 | 1.54 | 1.52 | 1.51 | 1.5 | 1.49 | 1.48 | 1.47 | 1.46 | 1.45 | 1.44 | 1.43 | 1.42 | 1.41 | 1.4 | 1.39 | 1.39 | 1.38 | 1.37 | 1.36 | 1.35 | 1.34 | 1.34 | 1.33 | 1.32 | 1.31 | 1.31 | 1.3 | 1.29 | 1.29 | 1.28 | 1.27 | 1.27 | 1.26 | 1.26 | 1.25 | 1.24 | 1.24 | 1.23 | 1.23 | #N/A | #N/A | #N/A | #N/A | #N/A | #N/A | #N/A | #N/A | #N/A | #N/A
[35 empty] | R507 | 52 | 812 | #N/A | #N/A | #N/A | #N/A | #N/A | #N/A | #N/A | #N/A | #N/A | #N/A | #N/A | #N/A | #N/A | #N/A | #N/A | #N/A | #N/A | #N/A | #N/A | #N/A | #N/A | #N/A | #N/A | #N/A | #N/A | 3.03 | 2.98 | 2.93 | 2.89 | 2.84 | 2.8 | 2.76 | 2.71 | 2.67 | 2.64 | 2.6 | 2.56 | 2.53 | 2.49 | 2.46 | 2.43 | 2.39 | 2.36 | 2.33 | 2.3 | 2.28 | 2.25 | 2.22 | 2.19 | 2.17 | 2.14 | 2.12 | 2.1 | 2.07 | 2.05 | 2.03 | 2.01 | 1.98 | 1.96 | 1.94 | 1.92 | 1.9 | 1.89 | 1.87 | 1.85 | 1.83 | 1.81 | 1.8 | 1.78 | 1.77 | 1.75 | 1.73 | 1.72 | 1.7 | 1.69 | 1.67 | 1.66 | 1.65 | 1.63 | 1.62 | 1.61 | 1.6 | 1.58 | 1.57 | 1.56 | 1.55 | 1.54 | 1.52 | 1.51 | 1.5 | 1.49 | 1.48 | 1.47 | 1.46 | 1.45 | 1.44 | 1.43 | 1.42 | 1.42 | 1.41 | 1.4 | 1.39 | 1.38 | 1.37 | 1.37 | 1.36 | 1.35 | 1.34 | 1.33 | 1.33 | 1.32 | 1.31 | 1.31 | 1.3 | 1.29 | 1.29 | 1.28 | 1.28 | 1.27 | 1.26 | 1.26 | #N/A | #N/A | #N/A | #N/A | #N/A | #N/A | #N/A | #N/A | #N/A | #N/A
[35 empty] | R507 | 53 | 813 | #N/A | #N/A | #N/A | #N/A | #N/A | #N/A | #N/A | #N/A | #N/A | #N/A | #N/A | #N/A | #N/A | #N/A | #N/A | #N/A | #N/A | #N/A | #N/A | #N/A | #N/A | #N/A | #N/A | #N/A | #N/A | 3.21 | 3.16 | 3.1 | 3.05 | 3 | 2.95 | 2.91 | 2.86 | 2.82 | 2.77 | 2.73 | 2.69 | 2.65 | 2.62 | 2.58 | 2.54 | 2.51 | 2.48 | 2.44 | 2.41 | 2.38 | 2.35 | 2.32 | 2.29 | 2.26 | 2.24 | 2.21 | 2.18 | 2.16 | 2.13 | 2.11 | 2.09 | 2.06 | 2.04 | 2.02 | 2 | 1.98 | 1.96 | 1.94 | 1.92 | 1.9 | 1.88 | 1.86 | 1.85 | 1.83 | 1.81 | 1.8 | 1.78 | 1.76 | 1.75 | 1.73 | 1.72 | 1.7 | 1.69 | 1.68 | 1.66 | 1.65 | 1.63 | 1.62 | 1.61 | 1.6 | 1.58 | 1.57 | 1.56 | 1.55 | 1.54 | 1.53 | 1.52 | 1.51 | 1.5 | 1.49 | 1.48 | 1.47 | 1.46 | 1.45 | 1.44 | 1.43 | 1.42 | 1.41 | 1.4 | 1.4 | 1.39 | 1.38 | 1.37 | 1.37 | 1.36 | 1.35 | 1.34 | 1.34 | 1.33 | 1.32 | 1.32 | 1.31 | 1.3 | 1.3 | 1.29 | #N/A | #N/A | #N/A | #N/A | #N/A | #N/A | #N/A | #N/A | #N/A | #N/A
[35 empty] | R507 | 54 | 814 | #N/A | #N/A | #N/A | #N/A | #N/A | #N/A | #N/A | #N/A | #N/A | #N/A | #N/A | #N/A | #N/A | #N/A | #N/A | #N/A | #N/A | #N/A | #N/A | #N/A | #N/A | #N/A | #N/A | #N/A | #N/A | 3.42 | 3.36 | 3.3 | 3.24 | 3.18 | 3.13 | 3.08 | 3.03 | 2.98 | 2.93 | 2.88 | 2.84 | 2.8 | 2.76 | 2.71 | 2.68 | 2.64 | 2.6 | 2.56 | 2.53 | 2.5 | 2.46 | 2.43 | 2.4 | 2.37 | 2.34 | 2.31 | 2.28 | 2.26 | 2.23 | 2.2 | 2.18 | 2.15 | 2.13 | 2.11 | 2.08 | 2.06 | 2.04 | 2.02 | 2 | 1.98 | 1.96 | 1.94 | 1.92 | 1.9 | 1.88 | 1.86 | 1.85 | 1.83 | 1.81 | 1.8 | 1.78 | 1.76 | 1.75 | 1.73 | 1.72 | 1.71 | 1.69 | 1.68 | 1.66 | 1.65 | 1.64 | 1.63 | 1.61 | 1.6 | 1.59 | 1.58 | 1.57 | 1.56 | 1.54 | 1.53 | 1.52 | 1.51 | 1.5 | 1.49 | 1.48 | 1.47 | 1.46 | 1.46 | 1.45 | 1.44 | 1.43 | 1.42 | 1.41 | 1.41 | 1.4 | 1.39 | 1.38 | 1.38 | 1.37 | 1.36 | 1.35 | 1.35 | 1.34 | 1.34 | 1.33 | #N/A | #N/A | #N/A | #N/A | #N/A | #N/A | #N/A | #N/A | #N/A | #N/A
[35 empty] | R507 | 55 | 815 | #N/A | #N/A | #N/A | #N/A | #N/A | #N/A | #N/A | #N/A | #N/A | #N/A | #N/A | #N/A | #N/A | #N/A | #N/A | #N/A | #N/A | #N/A | #N/A | #N/A | #N/A | #N/A | #N/A | #N/A | #N/A | 3.66 | 3.58 | 3.52 | 3.45 | 3.39 | 3.33 | 3.27 | 3.21 | 3.16 | 3.1 | 3.05 | 3 | 2.95 | 2.91 | 2.86 | 2.82 | 2.78 | 2.74 | 2.7 | 2.66 | 2.62 | 2.59 | 2.55 | 2.52 | 2.48 | 2.45 | 2.42 | 2.39 | 2.36 | 2.33 | 2.3 | 2.27 | 2.25 | 2.22 | 2.2 | 2.17 | 2.15 | 2.12 | 2.1 | 2.08 | 2.06 | 2.03 | 2.01 | 1.99 | 1.97 | 1.95 | 1.94 | 1.92 | 1.9 | 1.88 | 1.86 | 1.85 | 1.83 | 1.81 | 1.8 | 1.78 | 1.77 | 1.75 | 1.74 | 1.72 | 1.71 | 1.69 | 1.68 | 1.67 | 1.66 | 1.64 | 1.63 | 1.62 | 1.61 | 1.6 | 1.58 | 1.57 | 1.56 | 1.55 | 1.54 | 1.53 | 1.52 | 1.51 | 1.5 | 1.49 | 1.48 | 1.47 | 1.46 | 1.46 | 1.45 | 1.44 | 1.43 | 1.42 | 1.42 | 1.41 | 1.4 | 1.39 | 1.39 | 1.38 | 1.37 | 1.37 | #N/A | #N/A | #N/A | #N/A | #N/A | #N/A | #N/A | #N/A | #N/A | #N/A
[35 empty] | R507 | 56 | 816 | #N/A | #N/A | #N/A | #N/A | #N/A | #N/A | #N/A | #N/A | #N/A | #N/A | #N/A | #N/A | #N/A | #N/A | #N/A | #N/A | #N/A | #N/A | #N/A | #N/A | #N/A | #N/A | #N/A | #N/A | #N/A | #N/A | #N/A | #N/A | #N/A | #N/A | #N/A | #N/A | #N/A | #N/A | #N/A | #N/A | #N/A | #N/A | #N/A | #N/A | #N/A | #N/A | #N/A | #N/A | #N/A | #N/A | #N/A | #N/A | #N/A | #N/A | #N/A | #N/A | #N/A | #N/A | #N/A | #N/A | #N/A | #N/A | #N/A | #N/A | #N/A | #N/A | #N/A | #N/A | #N/A | #N/A | #N/A | #N/A | #N/A | #N/A | #N/A | #N/A | #N/A | #N/A | #N/A | #N/A | #N/A | #N/A | #N/A | #N/A | #N/A | #N/A | #N/A | #N/A | #N/A | #N/A | #N/A | #N/A | #N/A | #N/A | #N/A | #N/A | #N/A | #N/A | #N/A | #N/A | #N/A | #N/A | #N/A | #N/A | #N/A | #N/A | #N/A | #N/A | #N/A | #N/A | #N/A | #N/A | #N/A | #N/A | #N/A | #N/A | #N/A | #N/A | #N/A | #N/A | #N/A | #N/A | #N/A | #N/A | #N/A | #N/A | #N/A | #N/A | #N/A | #N/A | #N/A | #N/A | #N/A | #N/A | #N/A
[35 empty] | R507 | 57 | 817 | #N/A | #N/A | #N/A | #N/A | #N/A | #N/A | #N/A | #N/A | #N/A | #N/A | #N/A | #N/A | #N/A | #N/A | #N/A | #N/A | #N/A | #N/A | #N/A | #N/A | #N/A | #N/A | #N/A | #N/A | #N/A | #N/A | #N/A | #N/A | #N/A | #N/A | #N/A | #N/A | #N/A | #N/A | #N/A | #N/A | #N/A | #N/A | #N/A | #N/A | #N/A | #N/A | #N/A | #N/A | #N/A | #N/A | #N/A | #N/A | #N/A | #N/A | #N/A | #N/A | #N/A | #N/A | #N/A | #N/A | #N/A | #N/A | #N/A | #N/A | #N/A | #N/A | #N/A | #N/A | #N/A | #N/A | #N/A | #N/A | #N/A | #N/A | #N/A | #N/A | #N/A | #N/A | #N/A | #N/A | #N/A | #N/A | #N/A | #N/A | #N/A | #N/A | #N/A | #N/A | #N/A | #N/A | #N/A | #N/A | #N/A | #N/A | #N/A | #N/A | #N/A | #N/A | #N/A | #N/A | #N/A | #N/A | #N/A | #N/A | #N/A | #N/A | #N/A | #N/A | #N/A | #N/A | #N/A | #N/A | #N/A | #N/A | #N/A | #N/A | #N/A | #N/A | #N/A | #N/A | #N/A | #N/A | #N/A | #N/A | #N/A | #N/A | #N/A | #N/A | #N/A | #N/A | #N/A | #N/A | #N/A | #N/A | #N/A
[35 empty] | R507 | 58 | 818 | #N/A | #N/A | #N/A | #N/A | #N/A | #N/A | #N/A | #N/A | #N/A | #N/A | #N/A | #N/A | #N/A | #N/A | #N/A | #N/A | #N/A | #N/A | #N/A | #N/A | #N/A | #N/A | #N/A | #N/A | #N/A | #N/A | #N/A | #N/A | #N/A | #N/A | #N/A | #N/A | #N/A | #N/A | #N/A | #N/A | #N/A | #N/A | #N/A | #N/A | #N/A | #N/A | #N/A | #N/A | #N/A | #N/A | #N/A | #N/A | #N/A | #N/A | #N/A | #N/A | #N/A | #N/A | #N/A | #N/A | #N/A | #N/A | #N/A | #N/A | #N/A | #N/A | #N/A | #N/A | #N/A | #N/A | #N/A | #N/A | #N/A | #N/A | #N/A | #N/A | #N/A | #N/A | #N/A | #N/A | #N/A | #N/A | #N/A | #N/A | #N/A | #N/A | #N/A | #N/A | #N/A | #N/A | #N/A | #N/A | #N/A | #N/A | #N/A | #N/A | #N/A | #N/A | #N/A | #N/A | #N/A | #N/A | #N/A | #N/A | #N/A | #N/A | #N/A | #N/A | #N/A | #N/A | #N/A | #N/A | #N/A | #N/A | #N/A | #N/A | #N/A | #N/A | #N/A | #N/A | #N/A | #N/A | #N/A | #N/A | #N/A | #N/A | #N/A | #N/A | #N/A | #N/A | #N/A | #N/A | #N/A | #N/A | #N/A
[35 empty] | R507 | 59 | 819 | #N/A | #N/A | #N/A | #N/A | #N/A | #N/A | #N/A | #N/A | #N/A | #N/A | #N/A | #N/A | #N/A | #N/A | #N/A | #N/A | #N/A | #N/A | #N/A | #N/A | #N/A | #N/A | #N/A | #N/A | #N/A | #N/A | #N/A | #N/A | #N/A | #N/A | #N/A | #N/A | #N/A | #N/A | #N/A | #N/A | #N/A | #N/A | #N/A | #N/A | #N/A | #N/A | #N/A | #N/A | #N/A | #N/A | #N/A | #N/A | #N/A | #N/A | #N/A | #N/A | #N/A | #N/A | #N/A | #N/A | #N/A | #N/A | #N/A | #N/A | #N/A | #N/A | #N/A | #N/A | #N/A | #N/A | #N/A | #N/A | #N/A | #N/A | #N/A | #N/A | #N/A | #N/A | #N/A | #N/A | #N/A | #N/A | #N/A | #N/A | #N/A | #N/A | #N/A | #N/A | #N/A | #N/A | #N/A | #N/A | #N/A | #N/A | #N/A | #N/A | #N/A | #N/A | #N/A | #N/A | #N/A | #N/A | #N/A | #N/A | #N/A | #N/A | #N/A | #N/A | #N/A | #N/A | #N/A | #N/A | #N/A | #N/A | #N/A | #N/A | #N/A | #N/A | #N/A | #N/A | #N/A | #N/A | #N/A | #N/A | #N/A | #N/A | #N/A | #N/A | #N/A | #N/A | #N/A | #N/A | #N/A | #N/A | #N/A
[35 empty] | R507 | 60 | 820 | #N/A | #N/A | #N/A | #N/A | #N/A | #N/A | #N/A | #N/A | #N/A | #N/A | #N/A | #N/A | #N/A | #N/A | #N/A | #N/A | #N/A | #N/A | #N/A | #N/A | #N/A | #N/A | #N/A | #N/A | #N/A | #N/A | #N/A | #N/A | #N/A | #N/A | #N/A | #N/A | #N/A | #N/A | #N/A | #N/A | #N/A | #N/A | #N/A | #N/A | #N/A | #N/A | #N/A | #N/A | #N/A | #N/A | #N/A | #N/A | #N/A | #N/A | #N/A | #N/A | #N/A | #N/A | #N/A | #N/A | #N/A | #N/A | #N/A | #N/A | #N/A | #N/A | #N/A | #N/A | #N/A | #N/A | #N/A | #N/A | #N/A | #N/A | #N/A | #N/A | #N/A | #N/A | #N/A | #N/A | #N/A | #N/A | #N/A | #N/A | #N/A | #N/A | #N/A | #N/A | #N/A | #N/A | #N/A | #N/A | #N/A | #N/A | #N/A | #N/A | #N/A | #N/A | #N/A | #N/A | #N/A | #N/A | #N/A | #N/A | #N/A | #N/A | #N/A | #N/A | #N/A | #N/A | #N/A | #N/A | #N/A | #N/A | #N/A | #N/A | #N/A | #N/A | #N/A | #N/A | #N/A | #N/A | #N/A | #N/A | #N/A | #N/A | #N/A | #N/A | #N/A | #N/A | #N/A | #N/A | #N/A | #N/A | #N/A
[35 empty] | R507 | 61 | 821 | #N/A | #N/A | #N/A | #N/A | #N/A | #N/A | #N/A | #N/A | #N/A | #N/A | #N/A | #N/A | #N/A | #N/A | #N/A | #N/A | #N/A | #N/A | #N/A | #N/A | #N/A | #N/A | #N/A | #N/A | #N/A | #N/A | #N/A | #N/A | #N/A | #N/A | #N/A | #N/A | #N/A | #N/A | #N/A | #N/A | #N/A | #N/A | #N/A | #N/A | #N/A | #N/A | #N/A | #N/A | #N/A | #N/A | #N/A | #N/A | #N/A | #N/A | #N/A | #N/A | #N/A | #N/A | #N/A | #N/A | #N/A | #N/A | #N/A | #N/A | #N/A | #N/A | #N/A | #N/A | #N/A | #N/A | #N/A | #N/A | #N/A | #N/A | #N/A | #N/A | #N/A | #N/A | #N/A | #N/A | #N/A | #N/A | #N/A | #N/A | #N/A | #N/A | #N/A | #N/A | #N/A | #N/A | #N/A | #N/A | #N/A | #N/A | #N/A | #N/A | #N/A | #N/A | #N/A | #N/A | #N/A | #N/A | #N/A | #N/A | #N/A | #N/A | #N/A | #N/A | #N/A | #N/A | #N/A | #N/A | #N/A | #N/A | #N/A | #N/A | #N/A | #N/A | #N/A | #N/A | #N/A | #N/A | #N/A | #N/A | #N/A | #N/A | #N/A | #N/A | #N/A | #N/A | #N/A | #N/A | #N/A | #N/A | #N/A
[35 empty] | R507 | 62 | 822 | #N/A | #N/A | #N/A | #N/A | #N/A | #N/A | #N/A | #N/A | #N/A | #N/A | #N/A | #N/A | #N/A | #N/A | #N/A | #N/A | #N/A | #N/A | #N/A | #N/A | #N/A | #N/A | #N/A | #N/A | #N/A | #N/A | #N/A | #N/A | #N/A | #N/A | #N/A | #N/A | #N/A | #N/A | #N/A | #N/A | #N/A | #N/A | #N/A | #N/A | #N/A | #N/A | #N/A | #N/A | #N/A | #N/A | #N/A | #N/A | #N/A | #N/A | #N/A | #N/A | #N/A | #N/A | #N/A | #N/A | #N/A | #N/A | #N/A | #N/A | #N/A | #N/A | #N/A | #N/A | #N/A | #N/A | #N/A | #N/A | #N/A | #N/A | #N/A | #N/A | #N/A | #N/A | #N/A | #N/A | #N/A | #N/A | #N/A | #N/A | #N/A | #N/A | #N/A | #N/A | #N/A | #N/A | #N/A | #N/A | #N/A | #N/A | #N/A | #N/A | #N/A | #N/A | #N/A | #N/A | #N/A | #N/A | #N/A | #N/A | #N/A | #N/A | #N/A | #N/A | #N/A | #N/A | #N/A | #N/A | #N/A | #N/A | #N/A | #N/A | #N/A | #N/A | #N/A | #N/A | #N/A | #N/A | #N/A | #N/A | #N/A | #N/A | #N/A | #N/A | #N/A | #N/A | #N/A | #N/A | #N/A | #N/A | #N/A
[35 empty] | R507 | 63 | 823 | #N/A | #N/A | #N/A | #N/A | #N/A | #N/A | #N/A | #N/A | #N/A | #N/A | #N/A | #N/A | #N/A | #N/A | #N/A | #N/A | #N/A | #N/A | #N/A | #N/A | #N/A | #N/A | #N/A | #N/A | #N/A | #N/A | #N/A | #N/A | #N/A | #N/A | #N/A | #N/A | #N/A | #N/A | #N/A | #N/A | #N/A | #N/A | #N/A | #N/A | #N/A | #N/A | #N/A | #N/A | #N/A | #N/A | #N/A | #N/A | #N/A | #N/A | #N/A | #N/A | #N/A | #N/A | #N/A | #N/A | #N/A | #N/A | #N/A | #N/A | #N/A | #N/A | #N/A | #N/A | #N/A | #N/A | #N/A | #N/A | #N/A | #N/A | #N/A | #N/A | #N/A | #N/A | #N/A | #N/A | #N/A | #N/A | #N/A | #N/A | #N/A | #N/A | #N/A | #N/A | #N/A | #N/A | #N/A | #N/A | #N/A | #N/A | #N/A | #N/A | #N/A | #N/A | #N/A | #N/A | #N/A | #N/A | #N/A | #N/A | #N/A | #N/A | #N/A | #N/A | #N/A | #N/A | #N/A | #N/A | #N/A | #N/A | #N/A | #N/A | #N/A | #N/A | #N/A | #N/A | #N/A | #N/A | #N/A | #N/A | #N/A | #N/A | #N/A | #N/A | #N/A | #N/A | #N/A | #N/A | #N/A | #N/A | #N/A
[35 empty] | R507 | 64 | 824 | #N/A | #N/A | #N/A | #N/A | #N/A | #N/A | #N/A | #N/A | #N/A | #N/A | #N/A | #N/A | #N/A | #N/A | #N/A | #N/A | #N/A | #N/A | #N/A | #N/A | #N/A | #N/A | #N/A | #N/A | #N/A | #N/A | #N/A | #N/A | #N/A | #N/A | #N/A | #N/A | #N/A | #N/A | #N/A | #N/A | #N/A | #N/A | #N/A | #N/A | #N/A | #N/A | #N/A | #N/A | #N/A | #N/A | #N/A | #N/A | #N/A | #N/A | #N/A | #N/A | #N/A | #N/A | #N/A | #N/A | #N/A | #N/A | #N/A | #N/A | #N/A | #N/A | #N/A | #N/A | #N/A | #N/A | #N/A | #N/A | #N/A | #N/A | #N/A | #N/A | #N/A | #N/A | #N/A | #N/A | #N/A | #N/A | #N/A | #N/A | #N/A | #N/A | #N/A | #N/A | #N/A | #N/A | #N/A | #N/A | #N/A | #N/A | #N/A | #N/A | #N/A | #N/A | #N/A | #N/A | #N/A | #N/A | #N/A | #N/A | #N/A | #N/A | #N/A | #N/A | #N/A | #N/A | #N/A | #N/A | #N/A | #N/A | #N/A | #N/A | #N/A | #N/A | #N/A | #N/A | #N/A | #N/A | #N/A | #N/A | #N/A | #N/A | #N/A | #N/A | #N/A | #N/A | #N/A | #N/A | #N/A | #N/A | #N/A
[35 empty] | R507 | 65 | 825 | #N/A | #N/A | #N/A | #N/A | #N/A | #N/A | #N/A | #N/A | #N/A | #N/A | #N/A | #N/A | #N/A | #N/A | #N/A | #N/A | #N/A | #N/A | #N/A | #N/A | #N/A | #N/A | #N/A | #N/A | #N/A | #N/A | #N/A | #N/A | #N/A | #N/A | #N/A | #N/A | #N/A | #N/A | #N/A | #N/A | #N/A | #N/A | #N/A | #N/A | #N/A | #N/A | #N/A | #N/A | #N/A | #N/A | #N/A | #N/A | #N/A | #N/A | #N/A | #N/A | #N/A | #N/A | #N/A | #N/A | #N/A | #N/A | #N/A | #N/A | #N/A | #N/A | #N/A | #N/A | #N/A | #N/A | #N/A | #N/A | #N/A | #N/A | #N/A | #N/A | #N/A | #N/A | #N/A | #N/A | #N/A | #N/A | #N/A | #N/A | #N/A | #N/A | #N/A | #N/A | #N/A | #N/A | #N/A | #N/A | #N/A | #N/A | #N/A | #N/A | #N/A | #N/A | #N/A | #N/A | #N/A | #N/A | #N/A | #N/A | #N/A | #N/A | #N/A | #N/A | #N/A | #N/A | #N/A | #N/A | #N/A | #N/A | #N/A | #N/A | #N/A | #N/A | #N/A | #N/A | #N/A | #N/A | #N/A | #N/A | #N/A | #N/A | #N/A | #N/A | #N/A | #N/A | #N/A | #N/A | #N/A | #N/A | #N/A
[35 empty] | R744 | -40 | 830 | #N/A | #N/A | #N/A | #N/A | #N/A | #N/A | #N/A | #N/A | #N/A | #N/A | #N/A | #N/A | #N/A | #N/A | #N/A | #N/A | #N/A | #N/A | #N/A | #N/A | #N/A | #N/A | #N/A | #N/A | #N/A | #N/A | #N/A | #N/A | #N/A | #N/A | #N/A | #N/A | #N/A | #N/A | #N/A | #N/A | #N/A | #N/A | #N/A | #N/A | #N/A | #N/A | #N/A | #N/A | #N/A | #N/A | #N/A | #N/A | #N/A | #N/A | 0.76265 | 0.76265 | 0.76265 | 0.76265 | 0.76265 | 0.75895 | #N/A | #N/A | #N/A | #N/A | #N/A | #N/A | #N/A | #N/A | #N/A | #N/A | #N/A | #N/A | #N/A | #N/A | #N/A | #N/A | #N/A | #N/A | #N/A | #N/A | #N/A | #N/A | #N/A | #N/A | #N/A | #N/A | #N/A | #N/A | #N/A | #N/A | #N/A | #N/A | #N/A | #N/A | #N/A | #N/A | #N/A | #N/A | #N/A | #N/A | #N/A | #N/A | #N/A | #N/A | #N/A | #N/A | #N/A | #N/A | #N/A | #N/A | #N/A | #N/A | #N/A | #N/A | #N/A | #N/A | #N/A | #N/A | #N/A | #N/A | #N/A | #N/A | #N/A | #N/A | #N/A | #N/A | #N/A | #N/A | #N/A | #N/A | #N/A | #N/A | #N/A | #N/A | #N/A
[35 empty] | R744 | -39 | 831 | #N/A | #N/A | #N/A | #N/A | #N/A | #N/A | #N/A | #N/A | #N/A | #N/A | #N/A | #N/A | #N/A | #N/A | #N/A | #N/A | #N/A | #N/A | #N/A | #N/A | #N/A | #N/A | #N/A | #N/A | #N/A | #N/A | #N/A | #N/A | #N/A | #N/A | #N/A | #N/A | #N/A | #N/A | #N/A | #N/A | #N/A | #N/A | #N/A | #N/A | #N/A | #N/A | #N/A | #N/A | #N/A | #N/A | #N/A | #N/A | #N/A | #N/A | 0.77044 | 0.77044 | 0.77044 | 0.77044 | 0.77044 | 0.76667 | #N/A | #N/A | #N/A | #N/A | #N/A | #N/A | #N/A | #N/A | #N/A | #N/A | #N/A | #N/A | #N/A | #N/A | #N/A | #N/A | #N/A | #N/A | #N/A | #N/A | #N/A | #N/A | #N/A | #N/A | #N/A | #N/A | #N/A | #N/A | #N/A | #N/A | #N/A | #N/A | #N/A | #N/A | #N/A | #N/A | #N/A | #N/A | #N/A | #N/A | #N/A | #N/A | #N/A | #N/A | #N/A | #N/A | #N/A | #N/A | #N/A | #N/A | #N/A | #N/A | #N/A | #N/A | #N/A | #N/A | #N/A | #N/A | #N/A | #N/A | #N/A | #N/A | #N/A | #N/A | #N/A | #N/A | #N/A | #N/A | #N/A | #N/A | #N/A | #N/A | #N/A | #N/A | #N/A
[35 empty] | R744 | -38 | 832 | #N/A | #N/A | #N/A | #N/A | #N/A | #N/A | #N/A | #N/A | #N/A | #N/A | #N/A | #N/A | #N/A | #N/A | #N/A | #N/A | #N/A | #N/A | #N/A | #N/A | #N/A | #N/A | #N/A | #N/A | #N/A | #N/A | #N/A | #N/A | #N/A | #N/A | #N/A | #N/A | #N/A | #N/A | #N/A | #N/A | #N/A | #N/A | #N/A | #N/A | #N/A | #N/A | #N/A | #N/A | #N/A | #N/A | #N/A | #N/A | #N/A | #N/A | 0.77822 | 0.77822 | 0.77822 | 0.77822 | 0.77822 | 0.77439 | #N/A | #N/A | #N/A | #N/A | #N/A | #N/A | #N/A | #N/A | #N/A | #N/A | #N/A | #N/A | #N/A | #N/A | #N/A | #N/A | #N/A | #N/A | #N/A | #N/A | #N/A | #N/A | #N/A | #N/A | #N/A | #N/A | #N/A | #N/A | #N/A | #N/A | #N/A | #N/A | #N/A | #N/A | #N/A | #N/A | #N/A | #N/A | #N/A | #N/A | #N/A | #N/A | #N/A | #N/A | #N/A | #N/A | #N/A | #N/A | #N/A | #N/A | #N/A | #N/A | #N/A | #N/A | #N/A | #N/A | #N/A | #N/A | #N/A | #N/A | #N/A | #N/A | #N/A | #N/A | #N/A | #N/A | #N/A | #N/A | #N/A | #N/A | #N/A | #N/A | #N/A | #N/A | #N/A
[35 empty] | R744 | -37 | 833 | #N/A | #N/A | #N/A | #N/A | #N/A | #N/A | #N/A | #N/A | #N/A | #N/A | #N/A | #N/A | #N/A | #N/A | #N/A | #N/A | #N/A | #N/A | #N/A | #N/A | #N/A | #N/A | #N/A | #N/A | #N/A | #N/A | #N/A | #N/A | #N/A | #N/A | #N/A | #N/A | #N/A | #N/A | #N/A | #N/A | #N/A | #N/A | #N/A | #N/A | #N/A | #N/A | #N/A | #N/A | #N/A | #N/A | #N/A | #N/A | #N/A | #N/A | 0.78601 | 0.78601 | 0.78601 | 0.78601 | 0.78601 | 0.78211 | #N/A | #N/A | #N/A | #N/A | #N/A | #N/A | #N/A | #N/A | #N/A | #N/A | #N/A | #N/A | #N/A | #N/A | #N/A | #N/A | #N/A | #N/A | #N/A | #N/A | #N/A | #N/A | #N/A | #N/A | #N/A | #N/A | #N/A | #N/A | #N/A | #N/A | #N/A | #N/A | #N/A | #N/A | #N/A | #N/A | #N/A | #N/A | #N/A | #N/A | #N/A | #N/A | #N/A | #N/A | #N/A | #N/A | #N/A | #N/A | #N/A | #N/A | #N/A | #N/A | #N/A | #N/A | #N/A | #N/A | #N/A | #N/A | #N/A | #N/A | #N/A | #N/A | #N/A | #N/A | #N/A | #N/A | #N/A | #N/A | #N/A | #N/A | #N/A | #N/A | #N/A | #N/A | #N/A
[35 empty] | R744 | -36 | 834 | #N/A | #N/A | #N/A | #N/A | #N/A | #N/A | #N/A | #N/A | #N/A | #N/A | #N/A | #N/A | #N/A | #N/A | #N/A | #N/A | #N/A | #N/A | #N/A | #N/A | #N/A | #N/A | #N/A | #N/A | #N/A | #N/A | #N/A | #N/A | #N/A | #N/A | #N/A | #N/A | #N/A | #N/A | #N/A | #N/A | #N/A | #N/A | #N/A | #N/A | #N/A | #N/A | #N/A | #N/A | #N/A | #N/A | #N/A | #N/A | #N/A | #N/A | 0.7938 | 0.7938 | 0.7938 | 0.7938 | 0.7938 | 0.78983 | #N/A | #N/A | #N/A | #N/A | #N/A | #N/A | #N/A | #N/A | #N/A | #N/A | #N/A | #N/A | #N/A | #N/A | #N/A | #N/A | #N/A | #N/A | #N/A | #N/A | #N/A | #N/A | #N/A | #N/A | #N/A | #N/A | #N/A | #N/A | #N/A | #N/A | #N/A | #N/A | #N/A | #N/A | #N/A | #N/A | #N/A | #N/A | #N/A | #N/A | #N/A | #N/A | #N/A | #N/A | #N/A | #N/A | #N/A | #N/A | #N/A | #N/A | #N/A | #N/A | #N/A | #N/A | #N/A | #N/A | #N/A | #N/A | #N/A | #N/A | #N/A | #N/A | #N/A | #N/A | #N/A | #N/A | #N/A | #N/A | #N/A | #N/A | #N/A | #N/A | #N/A | #N/A | #N/A
[35 empty] | R744 | -35 | 835 | #N/A | #N/A | #N/A | #N/A | #N/A | #N/A | #N/A | #N/A | #N/A | #N/A | #N/A | #N/A | #N/A | #N/A | #N/A | #N/A | #N/A | #N/A | #N/A | #N/A | #N/A | #N/A | #N/A | #N/A | #N/A | #N/A | #N/A | #N/A | #N/A | #N/A | #N/A | #N/A | #N/A | #N/A | #N/A | #N/A | #N/A | #N/A | #N/A | #N/A | #N/A | #N/A | #N/A | #N/A | #N/A | #N/A | #N/A | #N/A | #N/A | #N/A | 0.7938 | 0.7938 | 0.7938 | 0.7938 | 0.7938 | 0.78983 | 0.78983 | 0.78983 | 0.78983 | 0.78983 | 0.78655 | #N/A | #N/A | #N/A | #N/A | #N/A | #N/A | #N/A | #N/A | #N/A | #N/A | #N/A | #N/A | #N/A | #N/A | #N/A | #N/A | #N/A | #N/A | #N/A | #N/A | #N/A | #N/A | #N/A | #N/A | #N/A | #N/A | #N/A | #N/A | #N/A | #N/A | #N/A | #N/A | #N/A | #N/A | #N/A | #N/A | #N/A | #N/A | #N/A | #N/A | #N/A | #N/A | #N/A | #N/A | #N/A | #N/A | #N/A | #N/A | #N/A | #N/A | #N/A | #N/A | #N/A | #N/A | #N/A | #N/A | #N/A | #N/A | #N/A | #N/A | #N/A | #N/A | #N/A | #N/A | #N/A | #N/A | #N/A | #N/A | #N/A | #N/A
[35 empty] | R744 | -34 | 836 | #N/A | #N/A | #N/A | #N/A | #N/A | #N/A | #N/A | #N/A | #N/A | #N/A | #N/A | #N/A | #N/A | #N/A | #N/A | #N/A | #N/A | #N/A | #N/A | #N/A | #N/A | #N/A | #N/A | #N/A | #N/A | #N/A | #N/A | #N/A | #N/A | #N/A | #N/A | #N/A | #N/A | #N/A | #N/A | #N/A | #N/A | #N/A | #N/A | #N/A | #N/A | #N/A | #N/A | #N/A | #N/A | #N/A | #N/A | #N/A | #N/A | #N/A | 0.80239 | 0.80239 | 0.80239 | 0.80239 | 0.80239 | 0.79834 | 0.79834 | 0.79834 | 0.79834 | 0.79834 | 0.795 | #N/A | #N/A | #N/A | #N/A | #N/A | #N/A | #N/A | #N/A | #N/A | #N/A | #N/A | #N/A | #N/A | #N/A | #N/A | #N/A | #N/A | #N/A | #N/A | #N/A | #N/A | #N/A | #N/A | #N/A | #N/A | #N/A | #N/A | #N/A | #N/A | #N/A | #N/A | #N/A | #N/A | #N/A | #N/A | #N/A | #N/A | #N/A | #N/A | #N/A | #N/A | #N/A | #N/A | #N/A | #N/A | #N/A | #N/A | #N/A | #N/A | #N/A | #N/A | #N/A | #N/A | #N/A | #N/A | #N/A | #N/A | #N/A | #N/A | #N/A | #N/A | #N/A | #N/A | #N/A | #N/A | #N/A | #N/A | #N/A | #N/A | #N/A
[35 empty] | R744 | -33 | 837 | #N/A | #N/A | #N/A | #N/A | #N/A | #N/A | #N/A | #N/A | #N/A | #N/A | #N/A | #N/A | #N/A | #N/A | #N/A | #N/A | #N/A | #N/A | #N/A | #N/A | #N/A | #N/A | #N/A | #N/A | #N/A | #N/A | #N/A | #N/A | #N/A | #N/A | #N/A | #N/A | #N/A | #N/A | #N/A | #N/A | #N/A | #N/A | #N/A | #N/A | #N/A | #N/A | #N/A | #N/A | #N/A | #N/A | #N/A | #N/A | #N/A | #N/A | 0.81098 | 0.81098 | 0.81098 | 0.81098 | 0.81098 | 0.80685 | 0.80685 | 0.80685 | 0.80685 | 0.80685 | 0.80345 | #N/A | #N/A | #N/A | #N/A | #N/A | #N/A | #N/A | #N/A | #N/A | #N/A | #N/A | #N/A | #N/A | #N/A | #N/A | #N/A | #N/A | #N/A | #N/A | #N/A | #N/A | #N/A | #N/A | #N/A | #N/A | #N/A | #N/A | #N/A | #N/A | #N/A | #N/A | #N/A | #N/A | #N/A | #N/A | #N/A | #N/A | #N/A | #N/A | #N/A | #N/A | #N/A | #N/A | #N/A | #N/A | #N/A | #N/A | #N/A | #N/A | #N/A | #N/A | #N/A | #N/A | #N/A | #N/A | #N/A | #N/A | #N/A | #N/A | #N/A | #N/A | #N/A | #N/A | #N/A | #N/A | #N/A | #N/A | #N/A | #N/A | #N/A
[35 empty] | R744 | -32 | 838 | #N/A | #N/A | #N/A | #N/A | #N/A | #N/A | #N/A | #N/A | #N/A | #N/A | #N/A | #N/A | #N/A | #N/A | #N/A | #N/A | #N/A | #N/A | #N/A | #N/A | #N/A | #N/A | #N/A | #N/A | #N/A | #N/A | #N/A | #N/A | #N/A | #N/A | #N/A | #N/A | #N/A | #N/A | #N/A | #N/A | #N/A | #N/A | #N/A | #N/A | #N/A | #N/A | #N/A | #N/A | #N/A | #N/A | #N/A | #N/A | #N/A | #N/A | 0.81957 | 0.81957 | 0.81957 | 0.81957 | 0.81957 | 0.81536 | 0.81536 | 0.81536 | 0.81536 | 0.81536 | 0.8119 | #N/A | #N/A | #N/A | #N/A | #N/A | #N/A | #N/A | #N/A | #N/A | #N/A | #N/A | #N/A | #N/A | #N/A | #N/A | #N/A | #N/A | #N/A | #N/A | #N/A | #N/A | #N/A | #N/A | #N/A | #N/A | #N/A | #N/A | #N/A | #N/A | #N/A | #N/A | #N/A | #N/A | #N/A | #N/A | #N/A | #N/A | #N/A | #N/A | #N/A | #N/A | #N/A | #N/A | #N/A | #N/A | #N/A | #N/A | #N/A | #N/A | #N/A | #N/A | #N/A | #N/A | #N/A | #N/A | #N/A | #N/A | #N/A | #N/A | #N/A | #N/A | #N/A | #N/A | #N/A | #N/A | #N/A | #N/A | #N/A | #N/A | #N/A
[35 empty] | R744 | -31 | 839 | #N/A | #N/A | #N/A | #N/A | #N/A | #N/A | #N/A | #N/A | #N/A | #N/A | #N/A | #N/A | #N/A | #N/A | #N/A | #N/A | #N/A | #N/A | #N/A | #N/A | #N/A | #N/A | #N/A | #N/A | #N/A | #N/A | #N/A | #N/A | #N/A | #N/A | #N/A | #N/A | #N/A | #N/A | #N/A | #N/A | #N/A | #N/A | #N/A | #N/A | #N/A | #N/A | #N/A | #N/A | #N/A | #N/A | #N/A | #N/A | #N/A | #N/A | 0.82816 | 0.82816 | 0.82816 | 0.82816 | 0.82816 | 0.82388 | 0.82388 | 0.82388 | 0.82388 | 0.82388 | 0.82035 | #N/A | #N/A | #N/A | #N/A | #N/A | #N/A | #N/A | #N/A | #N/A | #N/A | #N/A | #N/A | #N/A | #N/A | #N/A | #N/A | #N/A | #N/A | #N/A | #N/A | #N/A | #N/A | #N/A | #N/A | #N/A | #N/A | #N/A | #N/A | #N/A | #N/A | #N/A | #N/A | #N/A | #N/A | #N/A | #N/A | #N/A | #N/A | #N/A | #N/A | #N/A | #N/A | #N/A | #N/A | #N/A | #N/A | #N/A | #N/A | #N/A | #N/A | #N/A | #N/A | #N/A | #N/A | #N/A | #N/A | #N/A | #N/A | #N/A | #N/A | #N/A | #N/A | #N/A | #N/A | #N/A | #N/A | #N/A | #N/A | #N/A | #N/A
[35 empty] | R744 | -30 | 840 | #N/A | #N/A | #N/A | #N/A | #N/A | #N/A | #N/A | #N/A | #N/A | #N/A | #N/A | #N/A | #N/A | #N/A | #N/A | #N/A | #N/A | #N/A | #N/A | #N/A | #N/A | #N/A | #N/A | #N/A | #N/A | #N/A | #N/A | #N/A | #N/A | #N/A | #N/A | #N/A | #N/A | #N/A | #N/A | #N/A | #N/A | #N/A | #N/A | #N/A | #N/A | #N/A | #N/A | #N/A | #N/A | #N/A | #N/A | #N/A | #N/A | #N/A | 0.82816 | 0.82816 | 0.82816 | 0.82816 | 0.82816 | 0.82388 | 0.82388 | 0.82388 | 0.82388 | 0.82388 | 0.82035 | 0.82035 | 0.82035 | 0.82035 | 0.82035 | 0.81758 | #N/A | #N/A | #N/A | #N/A | #N/A | #N/A | #N/A | #N/A | #N/A | #N/A | #N/A | #N/A | #N/A | #N/A | #N/A | #N/A | #N/A | #N/A | #N/A | #N/A | #N/A | #N/A | #N/A | #N/A | #N/A | #N/A | #N/A | #N/A | #N/A | #N/A | #N/A | #N/A | #N/A | #N/A | #N/A | #N/A | #N/A | #N/A | #N/A | #N/A | #N/A | #N/A | #N/A | #N/A | #N/A | #N/A | #N/A | #N/A | #N/A | #N/A | #N/A | #N/A | #N/A | #N/A | #N/A | #N/A | #N/A | #N/A | #N/A | #N/A | #N/A | #N/A | #N/A | #N/A | #N/A
[35 empty] | R744 | -29 | 841 | #N/A | #N/A | #N/A | #N/A | #N/A | #N/A | #N/A | #N/A | #N/A | #N/A | #N/A | #N/A | #N/A | #N/A | #N/A | #N/A | #N/A | #N/A | #N/A | #N/A | #N/A | #N/A | #N/A | #N/A | #N/A | #N/A | #N/A | #N/A | #N/A | #N/A | #N/A | #N/A | #N/A | #N/A | #N/A | #N/A | #N/A | #N/A | #N/A | #N/A | #N/A | #N/A | #N/A | #N/A | #N/A | #N/A | #N/A | #N/A | #N/A | #N/A | 0.83773 | 0.83773 | 0.83773 | 0.83773 | 0.83773 | 0.83336 | 0.83336 | 0.83336 | 0.83336 | 0.83336 | 0.82975 | 0.82975 | 0.82975 | 0.82975 | 0.82975 | 0.82693 | #N/A | #N/A | #N/A | #N/A | #N/A | #N/A | #N/A | #N/A | #N/A | #N/A | #N/A | #N/A | #N/A | #N/A | #N/A | #N/A | #N/A | #N/A | #N/A | #N/A | #N/A | #N/A | #N/A | #N/A | #N/A | #N/A | #N/A | #N/A | #N/A | #N/A | #N/A | #N/A | #N/A | #N/A | #N/A | #N/A | #N/A | #N/A | #N/A | #N/A | #N/A | #N/A | #N/A | #N/A | #N/A | #N/A | #N/A | #N/A | #N/A | #N/A | #N/A | #N/A | #N/A | #N/A | #N/A | #N/A | #N/A | #N/A | #N/A | #N/A | #N/A | #N/A | #N/A | #N/A | #N/A
[35 empty] | R744 | -28 | 842 | #N/A | #N/A | #N/A | #N/A | #N/A | #N/A | #N/A | #N/A | #N/A | #N/A | #N/A | #N/A | #N/A | #N/A | #N/A | #N/A | #N/A | #N/A | #N/A | #N/A | #N/A | #N/A | #N/A | #N/A | #N/A | #N/A | #N/A | #N/A | #N/A | #N/A | #N/A | #N/A | #N/A | #N/A | #N/A | #N/A | #N/A | #N/A | #N/A | #N/A | #N/A | #N/A | #N/A | #N/A | #N/A | #N/A | #N/A | #N/A | #N/A | #N/A | 0.8473 | 0.8473 | 0.8473 | 0.8473 | 0.8473 | 0.84284 | 0.84284 | 0.84284 | 0.84284 | 0.84284 | 0.83916 | 0.83916 | 0.83916 | 0.83916 | 0.83916 | 0.83628 | #N/A | #N/A | #N/A | #N/A | #N/A | #N/A | #N/A | #N/A | #N/A | #N/A | #N/A | #N/A | #N/A | #N/A | #N/A | #N/A | #N/A | #N/A | #N/A | #N/A | #N/A | #N/A | #N/A | #N/A | #N/A | #N/A | #N/A | #N/A | #N/A | #N/A | #N/A | #N/A | #N/A | #N/A | #N/A | #N/A | #N/A | #N/A | #N/A | #N/A | #N/A | #N/A | #N/A | #N/A | #N/A | #N/A | #N/A | #N/A | #N/A | #N/A | #N/A | #N/A | #N/A | #N/A | #N/A | #N/A | #N/A | #N/A | #N/A | #N/A | #N/A | #N/A | #N/A | #N/A | #N/A
[35 empty] | R744 | -27 | 843 | #N/A | #N/A | #N/A | #N/A | #N/A | #N/A | #N/A | #N/A | #N/A | #N/A | #N/A | #N/A | #N/A | #N/A | #N/A | #N/A | #N/A | #N/A | #N/A | #N/A | #N/A | #N/A | #N/A | #N/A | #N/A | #N/A | #N/A | #N/A | #N/A | #N/A | #N/A | #N/A | #N/A | #N/A | #N/A | #N/A | #N/A | #N/A | #N/A | #N/A | #N/A | #N/A | #N/A | #N/A | #N/A | #N/A | #N/A | #N/A | #N/A | #N/A | 0.85687 | 0.85687 | 0.85687 | 0.85687 | 0.85687 | 0.85232 | 0.85232 | 0.85232 | 0.85232 | 0.85232 | 0.84857 | 0.84857 | 0.84857 | 0.84857 | 0.84857 | 0.84563 | #N/A | #N/A | #N/A | #N/A | #N/A | #N/A | #N/A | #N/A | #N/A | #N/A | #N/A | #N/A | #N/A | #N/A | #N/A | #N/A | #N/A | #N/A | #N/A | #N/A | #N/A | #N/A | #N/A | #N/A | #N/A | #N/A | #N/A | #N/A | #N/A | #N/A | #N/A | #N/A | #N/A | #N/A | #N/A | #N/A | #N/A | #N/A | #N/A | #N/A | #N/A | #N/A | #N/A | #N/A | #N/A | #N/A | #N/A | #N/A | #N/A | #N/A | #N/A | #N/A | #N/A | #N/A | #N/A | #N/A | #N/A | #N/A | #N/A | #N/A | #N/A | #N/A | #N/A | #N/A | #N/A
[35 empty] | R744 | -26 | 844 | #N/A | #N/A | #N/A | #N/A | #N/A | #N/A | #N/A | #N/A | #N/A | #N/A | #N/A | #N/A | #N/A | #N/A | #N/A | #N/A | #N/A | #N/A | #N/A | #N/A | #N/A | #N/A | #N/A | #N/A | #N/A | #N/A | #N/A | #N/A | #N/A | #N/A | #N/A | #N/A | #N/A | #N/A | #N/A | #N/A | #N/A | #N/A | #N/A | #N/A | #N/A | #N/A | #N/A | #N/A | #N/A | #N/A | #N/A | #N/A | #N/A | #N/A | 0.86644 | 0.86644 | 0.86644 | 0.86644 | 0.86644 | 0.8618 | 0.8618 | 0.8618 | 0.8618 | 0.8618 | 0.85798 | 0.85798 | 0.85798 | 0.85798 | 0.85798 | 0.85498 | #N/A | #N/A | #N/A | #N/A | #N/A | #N/A | #N/A | #N/A | #N/A | #N/A | #N/A | #N/A | #N/A | #N/A | #N/A | #N/A | #N/A | #N/A | #N/A | #N/A | #N/A | #N/A | #N/A | #N/A | #N/A | #N/A | #N/A | #N/A | #N/A | #N/A | #N/A | #N/A | #N/A | #N/A | #N/A | #N/A | #N/A | #N/A | #N/A | #N/A | #N/A | #N/A | #N/A | #N/A | #N/A | #N/A | #N/A | #N/A | #N/A | #N/A | #N/A | #N/A | #N/A | #N/A | #N/A | #N/A | #N/A | #N/A | #N/A | #N/A | #N/A | #N/A | #N/A | #N/A | #N/A
[35 empty] | R744 | -25 | 845 | #N/A | #N/A | #N/A | #N/A | #N/A | #N/A | #N/A | #N/A | #N/A | #N/A | #N/A | #N/A | #N/A | #N/A | #N/A | #N/A | #N/A | #N/A | #N/A | #N/A | #N/A | #N/A | #N/A | #N/A | #N/A | #N/A | #N/A | #N/A | #N/A | #N/A | #N/A | #N/A | #N/A | #N/A | #N/A | #N/A | #N/A | #N/A | #N/A | #N/A | #N/A | #N/A | #N/A | #N/A | #N/A | #N/A | #N/A | #N/A | #N/A | #N/A | 0.86644 | 0.86644 | 0.86644 | 0.86644 | 0.86644 | 0.8618 | 0.8618 | 0.8618 | 0.8618 | 0.8618 | 0.85798 | 0.85798 | 0.85798 | 0.85798 | 0.85798 | 0.85498 | 0.85498 | 0.85498 | 0.85498 | 0.85498 | 0.85294 | #N/A | #N/A | #N/A | #N/A | #N/A | #N/A | #N/A | #N/A | #N/A | #N/A | #N/A | #N/A | #N/A | #N/A | #N/A | #N/A | #N/A | #N/A | #N/A | #N/A | #N/A | #N/A | #N/A | #N/A | #N/A | #N/A | #N/A | #N/A | #N/A | #N/A | #N/A | #N/A | #N/A | #N/A | #N/A | #N/A | #N/A | #N/A | #N/A | #N/A | #N/A | #N/A | #N/A | #N/A | #N/A | #N/A | #N/A | #N/A | #N/A | #N/A | #N/A | #N/A | #N/A | #N/A | #N/A | #N/A | #N/A | #N/A | #N/A | #N/A
[35 empty] | R744 | -24 | 846 | #N/A | #N/A | #N/A | #N/A | #N/A | #N/A | #N/A | #N/A | #N/A | #N/A | #N/A | #N/A | #N/A | #N/A | #N/A | #N/A | #N/A | #N/A | #N/A | #N/A | #N/A | #N/A | #N/A | #N/A | #N/A | #N/A | #N/A | #N/A | #N/A | #N/A | #N/A | #N/A | #N/A | #N/A | #N/A | #N/A | #N/A | #N/A | #N/A | #N/A | #N/A | #N/A | #N/A | #N/A | #N/A | #N/A | #N/A | #N/A | #N/A | #N/A | 0.87707 | 0.87707 | 0.87707 | 0.87707 | 0.87707 | 0.87233 | 0.87233 | 0.87233 | 0.87233 | 0.87233 | 0.86843 | 0.86843 | 0.86843 | 0.86843 | 0.86843 | 0.86536 | 0.86536 | 0.86536 | 0.86536 | 0.86536 | 0.86327 | #N/A | #N/A | #N/A | #N/A | #N/A | #N/A | #N/A | #N/A | #N/A | #N/A | #N/A | #N/A | #N/A | #N/A | #N/A | #N/A | #N/A | #N/A | #N/A | #N/A | #N/A | #N/A | #N/A | #N/A | #N/A | #N/A | #N/A | #N/A | #N/A | #N/A | #N/A | #N/A | #N/A | #N/A | #N/A | #N/A | #N/A | #N/A | #N/A | #N/A | #N/A | #N/A | #N/A | #N/A | #N/A | #N/A | #N/A | #N/A | #N/A | #N/A | #N/A | #N/A | #N/A | #N/A | #N/A | #N/A | #N/A | #N/A | #N/A | #N/A
[35 empty] | R744 | -23 | 847 | #N/A | #N/A | #N/A | #N/A | #N/A | #N/A | #N/A | #N/A | #N/A | #N/A | #N/A | #N/A | #N/A | #N/A | #N/A | #N/A | #N/A | #N/A | #N/A | #N/A | #N/A | #N/A | #N/A | #N/A | #N/A | #N/A | #N/A | #N/A | #N/A | #N/A | #N/A | #N/A | #N/A | #N/A | #N/A | #N/A | #N/A | #N/A | #N/A | #N/A | #N/A | #N/A | #N/A | #N/A | #N/A | #N/A | #N/A | #N/A | #N/A | #N/A | 0.8877 | 0.8877 | 0.8877 | 0.8877 | 0.8877 | 0.88286 | 0.88286 | 0.88286 | 0.88286 | 0.88286 | 0.87887 | 0.87887 | 0.87887 | 0.87887 | 0.87887 | 0.87575 | 0.87575 | 0.87575 | 0.87575 | 0.87575 | 0.87361 | #N/A | #N/A | #N/A | #N/A | #N/A | #N/A | #N/A | #N/A | #N/A | #N/A | #N/A | #N/A | #N/A | #N/A | #N/A | #N/A | #N/A | #N/A | #N/A | #N/A | #N/A | #N/A | #N/A | #N/A | #N/A | #N/A | #N/A | #N/A | #N/A | #N/A | #N/A | #N/A | #N/A | #N/A | #N/A | #N/A | #N/A | #N/A | #N/A | #N/A | #N/A | #N/A | #N/A | #N/A | #N/A | #N/A | #N/A | #N/A | #N/A | #N/A | #N/A | #N/A | #N/A | #N/A | #N/A | #N/A | #N/A | #N/A | #N/A | #N/A
[35 empty] | R744 | -22 | 848 | #N/A | #N/A | #N/A | #N/A | #N/A | #N/A | #N/A | #N/A | #N/A | #N/A | #N/A | #N/A | #N/A | #N/A | #N/A | #N/A | #N/A | #N/A | #N/A | #N/A | #N/A | #N/A | #N/A | #N/A | #N/A | #N/A | #N/A | #N/A | #N/A | #N/A | #N/A | #N/A | #N/A | #N/A | #N/A | #N/A | #N/A | #N/A | #N/A | #N/A | #N/A | #N/A | #N/A | #N/A | #N/A | #N/A | #N/A | #N/A | #N/A | #N/A | 0.89834 | 0.89834 | 0.89834 | 0.89834 | 0.89834 | 0.8934 | 0.8934 | 0.8934 | 0.8934 | 0.8934 | 0.88932 | 0.88932 | 0.88932 | 0.88932 | 0.88932 | 0.88613 | 0.88613 | 0.88613 | 0.88613 | 0.88613 | 0.88395 | #N/A | #N/A | #N/A | #N/A | #N/A | #N/A | #N/A | #N/A | #N/A | #N/A | #N/A | #N/A | #N/A | #N/A | #N/A | #N/A | #N/A | #N/A | #N/A | #N/A | #N/A | #N/A | #N/A | #N/A | #N/A | #N/A | #N/A | #N/A | #N/A | #N/A | #N/A | #N/A | #N/A | #N/A | #N/A | #N/A | #N/A | #N/A | #N/A | #N/A | #N/A | #N/A | #N/A | #N/A | #N/A | #N/A | #N/A | #N/A | #N/A | #N/A | #N/A | #N/A | #N/A | #N/A | #N/A | #N/A | #N/A | #N/A | #N/A | #N/A
[35 empty] | R744 | -21 | 849 | #N/A | #N/A | #N/A | #N/A | #N/A | #N/A | #N/A | #N/A | #N/A | #N/A | #N/A | #N/A | #N/A | #N/A | #N/A | #N/A | #N/A | #N/A | #N/A | #N/A | #N/A | #N/A | #N/A | #N/A | #N/A | #N/A | #N/A | #N/A | #N/A | #N/A | #N/A | #N/A | #N/A | #N/A | #N/A | #N/A | #N/A | #N/A | #N/A | #N/A | #N/A | #N/A | #N/A | #N/A | #N/A | #N/A | #N/A | #N/A | #N/A | #N/A | 0.90897 | 0.90897 | 0.90897 | 0.90897 | 0.90897 | 0.90393 | 0.90393 | 0.90393 | 0.90393 | 0.90393 | 0.89977 | 0.89977 | 0.89977 | 0.89977 | 0.89977 | 0.89651 | 0.89651 | 0.89651 | 0.89651 | 0.89651 | 0.89429 | #N/A | #N/A | #N/A | #N/A | #N/A | #N/A | #N/A | #N/A | #N/A | #N/A | #N/A | #N/A | #N/A | #N/A | #N/A | #N/A | #N/A | #N/A | #N/A | #N/A | #N/A | #N/A | #N/A | #N/A | #N/A | #N/A | #N/A | #N/A | #N/A | #N/A | #N/A | #N/A | #N/A | #N/A | #N/A | #N/A | #N/A | #N/A | #N/A | #N/A | #N/A | #N/A | #N/A | #N/A | #N/A | #N/A | #N/A | #N/A | #N/A | #N/A | #N/A | #N/A | #N/A | #N/A | #N/A | #N/A | #N/A | #N/A | #N/A | #N/A
[35 empty] | R744 | -20 | 850 | #N/A | #N/A | #N/A | #N/A | #N/A | #N/A | #N/A | #N/A | #N/A | #N/A | #N/A | #N/A | #N/A | #N/A | #N/A | #N/A | #N/A | #N/A | #N/A | #N/A | #N/A | #N/A | #N/A | #N/A | #N/A | #N/A | #N/A | #N/A | #N/A | #N/A | #N/A | #N/A | #N/A | #N/A | #N/A | #N/A | #N/A | #N/A | #N/A | #N/A | #N/A | #N/A | #N/A | #N/A | #N/A | #N/A | #N/A | #N/A | #N/A | #N/A | 0.90897 | 0.90897 | 0.90897 | 0.90897 | 0.90897 | 0.90393 | 0.90393 | 0.90393 | 0.90393 | 0.90393 | 0.89977 | 0.89977 | 0.89977 | 0.89977 | 0.89977 | 0.89651 | 0.89651 | 0.89651 | 0.89651 | 0.89651 | 0.89429 | 0.89429 | 0.89429 | 0.89429 | 0.89429 | 0.89321 | #N/A | #N/A | #N/A | #N/A | #N/A | #N/A | #N/A | #N/A | #N/A | #N/A | #N/A | #N/A | #N/A | #N/A | #N/A | #N/A | #N/A | #N/A | #N/A | #N/A | #N/A | #N/A | #N/A | #N/A | #N/A | #N/A | #N/A | #N/A | #N/A | #N/A | #N/A | #N/A | #N/A | #N/A | #N/A | #N/A | #N/A | #N/A | #N/A | #N/A | #N/A | #N/A | #N/A | #N/A | #N/A | #N/A | #N/A | #N/A | #N/A | #N/A | #N/A | #N/A | #N/A | #N/A | #N/A
[35 empty] | R744 | -19 | 851 | #N/A | #N/A | #N/A | #N/A | #N/A | #N/A | #N/A | #N/A | #N/A | #N/A | #N/A | #N/A | #N/A | #N/A | #N/A | #N/A | #N/A | #N/A | #N/A | #N/A | #N/A | #N/A | #N/A | #N/A | #N/A | #N/A | #N/A | #N/A | #N/A | #N/A | #N/A | #N/A | #N/A | #N/A | #N/A | #N/A | #N/A | #N/A | #N/A | #N/A | #N/A | #N/A | #N/A | #N/A | #N/A | #N/A | #N/A | #N/A | #N/A | #N/A | 0.92093 | 0.92093 | 0.92093 | 0.92093 | 0.92093 | 0.91576 | 0.91576 | 0.91576 | 0.91576 | 0.91576 | 0.9115 | 0.9115 | 0.9115 | 0.9115 | 0.9115 | 0.90817 | 0.90817 | 0.90817 | 0.90817 | 0.90817 | 0.90589 | 0.90589 | 0.90589 | 0.90589 | 0.90589 | 0.90479 | #N/A | #N/A | #N/A | #N/A | #N/A | #N/A | #N/A | #N/A | #N/A | #N/A | #N/A | #N/A | #N/A | #N/A | #N/A | #N/A | #N/A | #N/A | #N/A | #N/A | #N/A | #N/A | #N/A | #N/A | #N/A | #N/A | #N/A | #N/A | #N/A | #N/A | #N/A | #N/A | #N/A | #N/A | #N/A | #N/A | #N/A | #N/A | #N/A | #N/A | #N/A | #N/A | #N/A | #N/A | #N/A | #N/A | #N/A | #N/A | #N/A | #N/A | #N/A | #N/A | #N/A | #N/A | #N/A
[35 empty] | R744 | -18 | 852 | #N/A | #N/A | #N/A | #N/A | #N/A | #N/A | #N/A | #N/A | #N/A | #N/A | #N/A | #N/A | #N/A | #N/A | #N/A | #N/A | #N/A | #N/A | #N/A | #N/A | #N/A | #N/A | #N/A | #N/A | #N/A | #N/A | #N/A | #N/A | #N/A | #N/A | #N/A | #N/A | #N/A | #N/A | #N/A | #N/A | #N/A | #N/A | #N/A | #N/A | #N/A | #N/A | #N/A | #N/A | #N/A | #N/A | #N/A | #N/A | #N/A | #N/A | 0.93288 | 0.93288 | 0.93288 | 0.93288 | 0.93288 | 0.92759 | 0.92759 | 0.92759 | 0.92759 | 0.92759 | 0.92324 | 0.92324 | 0.92324 | 0.92324 | 0.92324 | 0.91983 | 0.91983 | 0.91983 | 0.91983 | 0.91983 | 0.9175 | 0.9175 | 0.9175 | 0.9175 | 0.9175 | 0.91637 | #N/A | #N/A | #N/A | #N/A | #N/A | #N/A | #N/A | #N/A | #N/A | #N/A | #N/A | #N/A | #N/A | #N/A | #N/A | #N/A | #N/A | #N/A | #N/A | #N/A | #N/A | #N/A | #N/A | #N/A | #N/A | #N/A | #N/A | #N/A | #N/A | #N/A | #N/A | #N/A | #N/A | #N/A | #N/A | #N/A | #N/A | #N/A | #N/A | #N/A | #N/A | #N/A | #N/A | #N/A | #N/A | #N/A | #N/A | #N/A | #N/A | #N/A | #N/A | #N/A | #N/A | #N/A | #N/A
[35 empty] | R744 | -17 | 853 | #N/A | #N/A | #N/A | #N/A | #N/A | #N/A | #N/A | #N/A | #N/A | #N/A | #N/A | #N/A | #N/A | #N/A | #N/A | #N/A | #N/A | #N/A | #N/A | #N/A | #N/A | #N/A | #N/A | #N/A | #N/A | #N/A | #N/A | #N/A | #N/A | #N/A | #N/A | #N/A | #N/A | #N/A | #N/A | #N/A | #N/A | #N/A | #N/A | #N/A | #N/A | #N/A | #N/A | #N/A | #N/A | #N/A | #N/A | #N/A | #N/A | #N/A | 0.94483 | 0.94483 | 0.94483 | 0.94483 | 0.94483 | 0.93943 | 0.93943 | 0.93943 | 0.93943 | 0.93943 | 0.93497 | 0.93497 | 0.93497 | 0.93497 | 0.93497 | 0.93148 | 0.93148 | 0.93148 | 0.93148 | 0.93148 | 0.9291 | 0.9291 | 0.9291 | 0.9291 | 0.9291 | 0.92795 | #N/A | #N/A | #N/A | #N/A | #N/A | #N/A | #N/A | #N/A | #N/A | #N/A | #N/A | #N/A | #N/A | #N/A | #N/A | #N/A | #N/A | #N/A | #N/A | #N/A | #N/A | #N/A | #N/A | #N/A | #N/A | #N/A | #N/A | #N/A | #N/A | #N/A | #N/A | #N/A | #N/A | #N/A | #N/A | #N/A | #N/A | #N/A | #N/A | #N/A | #N/A | #N/A | #N/A | #N/A | #N/A | #N/A | #N/A | #N/A | #N/A | #N/A | #N/A | #N/A | #N/A | #N/A | #N/A
[35 empty] | R744 | -16 | 854 | #N/A | #N/A | #N/A | #N/A | #N/A | #N/A | #N/A | #N/A | #N/A | #N/A | #N/A | #N/A | #N/A | #N/A | #N/A | #N/A | #N/A | #N/A | #N/A | #N/A | #N/A | #N/A | #N/A | #N/A | #N/A | #N/A | #N/A | #N/A | #N/A | #N/A | #N/A | #N/A | #N/A | #N/A | #N/A | #N/A | #N/A | #N/A | #N/A | #N/A | #N/A | #N/A | #N/A | #N/A | #N/A | #N/A | #N/A | #N/A | #N/A | #N/A | 0.95678 | 0.95678 | 0.95678 | 0.95678 | 0.95678 | 0.95126 | 0.95126 | 0.95126 | 0.95126 | 0.95126 | 0.94671 | 0.94671 | 0.94671 | 0.94671 | 0.94671 | 0.94314 | 0.94314 | 0.94314 | 0.94314 | 0.94314 | 0.94071 | 0.94071 | 0.94071 | 0.94071 | 0.94071 | 0.93953 | #N/A | #N/A | #N/A | #N/A | #N/A | #N/A | #N/A | #N/A | #N/A | #N/A | #N/A | #N/A | #N/A | #N/A | #N/A | #N/A | #N/A | #N/A | #N/A | #N/A | #N/A | #N/A | #N/A | #N/A | #N/A | #N/A | #N/A | #N/A | #N/A | #N/A | #N/A | #N/A | #N/A | #N/A | #N/A | #N/A | #N/A | #N/A | #N/A | #N/A | #N/A | #N/A | #N/A | #N/A | #N/A | #N/A | #N/A | #N/A | #N/A | #N/A | #N/A | #N/A | #N/A | #N/A | #N/A
[35 empty] | R744 | -15 | 855 | #N/A | #N/A | #N/A | #N/A | #N/A | #N/A | #N/A | #N/A | #N/A | #N/A | #N/A | #N/A | #N/A | #N/A | #N/A | #N/A | #N/A | #N/A | #N/A | #N/A | #N/A | #N/A | #N/A | #N/A | #N/A | #N/A | #N/A | #N/A | #N/A | #N/A | #N/A | #N/A | #N/A | #N/A | #N/A | #N/A | #N/A | #N/A | #N/A | #N/A | #N/A | #N/A | #N/A | #N/A | #N/A | #N/A | #N/A | #N/A | #N/A | #N/A | 0.95678 | 0.95678 | 0.95678 | 0.95678 | 0.95678 | 0.95126 | 0.95126 | 0.95126 | 0.95126 | 0.95126 | 0.94671 | 0.94671 | 0.94671 | 0.94671 | 0.94671 | 0.94314 | 0.94314 | 0.94314 | 0.94314 | 0.94314 | 0.94071 | 0.94071 | 0.94071 | 0.94071 | 0.94071 | 0.93953 | 0.93953 | 0.93953 | 0.93953 | 0.93953 | 0.93971 | #N/A | #N/A | #N/A | #N/A | #N/A | #N/A | #N/A | #N/A | #N/A | #N/A | #N/A | #N/A | #N/A | #N/A | #N/A | #N/A | #N/A | #N/A | #N/A | #N/A | #N/A | #N/A | #N/A | #N/A | #N/A | #N/A | #N/A | #N/A | #N/A | #N/A | #N/A | #N/A | #N/A | #N/A | #N/A | #N/A | #N/A | #N/A | #N/A | #N/A | #N/A | #N/A | #N/A | #N/A | #N/A | #N/A | #N/A | #N/A | #N/A | #N/A
[35 empty] | R744 | -14 | 856 | #N/A | #N/A | #N/A | #N/A | #N/A | #N/A | #N/A | #N/A | #N/A | #N/A | #N/A | #N/A | #N/A | #N/A | #N/A | #N/A | #N/A | #N/A | #N/A | #N/A | #N/A | #N/A | #N/A | #N/A | #N/A | #N/A | #N/A | #N/A | #N/A | #N/A | #N/A | #N/A | #N/A | #N/A | #N/A | #N/A | #N/A | #N/A | #N/A | #N/A | #N/A | #N/A | #N/A | #N/A | #N/A | #N/A | #N/A | #N/A | #N/A | #N/A | 0.97035 | 0.97035 | 0.97035 | 0.97035 | 0.97035 | 0.96469 | 0.96469 | 0.96469 | 0.96469 | 0.96469 | 0.96002 | 0.96002 | 0.96002 | 0.96002 | 0.96002 | 0.95637 | 0.95637 | 0.95637 | 0.95637 | 0.95637 | 0.95387 | 0.95387 | 0.95387 | 0.95387 | 0.95387 | 0.95267 | 0.95267 | 0.95267 | 0.95267 | 0.95267 | 0.95284 | #N/A | #N/A | #N/A | #N/A | #N/A | #N/A | #N/A | #N/A | #N/A | #N/A | #N/A | #N/A | #N/A | #N/A | #N/A | #N/A | #N/A | #N/A | #N/A | #N/A | #N/A | #N/A | #N/A | #N/A | #N/A | #N/A | #N/A | #N/A | #N/A | #N/A | #N/A | #N/A | #N/A | #N/A | #N/A | #N/A | #N/A | #N/A | #N/A | #N/A | #N/A | #N/A | #N/A | #N/A | #N/A | #N/A | #N/A | #N/A | #N/A | #N/A
[35 empty] | R744 | -13 | 857 | #N/A | #N/A | #N/A | #N/A | #N/A | #N/A | #N/A | #N/A | #N/A | #N/A | #N/A | #N/A | #N/A | #N/A | #N/A | #N/A | #N/A | #N/A | #N/A | #N/A | #N/A | #N/A | #N/A | #N/A | #N/A | #N/A | #N/A | #N/A | #N/A | #N/A | #N/A | #N/A | #N/A | #N/A | #N/A | #N/A | #N/A | #N/A | #N/A | #N/A | #N/A | #N/A | #N/A | #N/A | #N/A | #N/A | #N/A | #N/A | #N/A | #N/A | 0.98392 | 0.98392 | 0.98392 | 0.98392 | 0.98392 | 0.97812 | 0.97812 | 0.97812 | 0.97812 | 0.97812 | 0.97334 | 0.97334 | 0.97334 | 0.97334 | 0.97334 | 0.96959 | 0.96959 | 0.96959 | 0.96959 | 0.96959 | 0.96703 | 0.96703 | 0.96703 | 0.96703 | 0.96703 | 0.9658 | 0.9658 | 0.9658 | 0.9658 | 0.9658 | 0.96598 | #N/A | #N/A | #N/A | #N/A | #N/A | #N/A | #N/A | #N/A | #N/A | #N/A | #N/A | #N/A | #N/A | #N/A | #N/A | #N/A | #N/A | #N/A | #N/A | #N/A | #N/A | #N/A | #N/A | #N/A | #N/A | #N/A | #N/A | #N/A | #N/A | #N/A | #N/A | #N/A | #N/A | #N/A | #N/A | #N/A | #N/A | #N/A | #N/A | #N/A | #N/A | #N/A | #N/A | #N/A | #N/A | #N/A | #N/A | #N/A | #N/A | #N/A
[35 empty] | R744 | -12 | 858 | #N/A | #N/A | #N/A | #N/A | #N/A | #N/A | #N/A | #N/A | #N/A | #N/A | #N/A | #N/A | #N/A | #N/A | #N/A | #N/A | #N/A | #N/A | #N/A | #N/A | #N/A | #N/A | #N/A | #N/A | #N/A | #N/A | #N/A | #N/A | #N/A | #N/A | #N/A | #N/A | #N/A | #N/A | #N/A | #N/A | #N/A | #N/A | #N/A | #N/A | #N/A | #N/A | #N/A | #N/A | #N/A | #N/A | #N/A | #N/A | #N/A | #N/A | 0.99749 | 0.99749 | 0.99749 | 0.99749 | 0.99749 | 0.99154 | 0.99154 | 0.99154 | 0.99154 | 0.99154 | 0.98665 | 0.98665 | 0.98665 | 0.98665 | 0.98665 | 0.98281 | 0.98281 | 0.98281 | 0.98281 | 0.98281 | 0.98019 | 0.98019 | 0.98019 | 0.98019 | 0.98019 | 0.97893 | 0.97893 | 0.97893 | 0.97893 | 0.97893 | 0.97911 | #N/A | #N/A | #N/A | #N/A | #N/A | #N/A | #N/A | #N/A | #N/A | #N/A | #N/A | #N/A | #N/A | #N/A | #N/A | #N/A | #N/A | #N/A | #N/A | #N/A | #N/A | #N/A | #N/A | #N/A | #N/A | #N/A | #N/A | #N/A | #N/A | #N/A | #N/A | #N/A | #N/A | #N/A | #N/A | #N/A | #N/A | #N/A | #N/A | #N/A | #N/A | #N/A | #N/A | #N/A | #N/A | #N/A | #N/A | #N/A | #N/A | #N/A
[35 empty] | R744 | -11 | 859 | #N/A | #N/A | #N/A | #N/A | #N/A | #N/A | #N/A | #N/A | #N/A | #N/A | #N/A | #N/A | #N/A | #N/A | #N/A | #N/A | #N/A | #N/A | #N/A | #N/A | #N/A | #N/A | #N/A | #N/A | #N/A | #N/A | #N/A | #N/A | #N/A | #N/A | #N/A | #N/A | #N/A | #N/A | #N/A | #N/A | #N/A | #N/A | #N/A | #N/A | #N/A | #N/A | #N/A | #N/A | #N/A | #N/A | #N/A | #N/A | #N/A | #N/A | 1.0111 | 1.0111 | 1.0111 | 1.0111 | 1.0111 | 1.005 | 1.005 | 1.005 | 1.005 | 1.005 | 0.99996 | 0.99996 | 0.99996 | 0.99996 | 0.99996 | 0.99603 | 0.99603 | 0.99603 | 0.99603 | 0.99603 | 0.99336 | 0.99336 | 0.99336 | 0.99336 | 0.99336 | 0.99206 | 0.99206 | 0.99206 | 0.99206 | 0.99206 | 0.99225 | #N/A | #N/A | #N/A | #N/A | #N/A | #N/A | #N/A | #N/A | #N/A | #N/A | #N/A | #N/A | #N/A | #N/A | #N/A | #N/A | #N/A | #N/A | #N/A | #N/A | #N/A | #N/A | #N/A | #N/A | #N/A | #N/A | #N/A | #N/A | #N/A | #N/A | #N/A | #N/A | #N/A | #N/A | #N/A | #N/A | #N/A | #N/A | #N/A | #N/A | #N/A | #N/A | #N/A | #N/A | #N/A | #N/A | #N/A | #N/A | #N/A | #N/A
[35 empty] | R744 | -10 | 860 | #N/A | #N/A | #N/A | #N/A | #N/A | #N/A | #N/A | #N/A | #N/A | #N/A | #N/A | #N/A | #N/A | #N/A | #N/A | #N/A | #N/A | #N/A | #N/A | #N/A | #N/A | #N/A | #N/A | #N/A | #N/A | #N/A | #N/A | #N/A | #N/A | #N/A | #N/A | #N/A | #N/A | #N/A | #N/A | #N/A | #N/A | #N/A | #N/A | #N/A | #N/A | #N/A | #N/A | #N/A | #N/A | #N/A | #N/A | #N/A | #N/A | #N/A | 1.0111 | 1.0111 | 1.0111 | 1.0111 | 1.0111 | 1.005 | 1.005 | 1.005 | 1.005 | 1.005 | 0.99996 | 0.99996 | 0.99996 | 0.99996 | 0.99996 | 0.99603 | 0.99603 | 0.99603 | 0.99603 | 0.99603 | 0.99336 | 0.99336 | 0.99336 | 0.99336 | 0.99336 | 0.99206 | 0.99206 | 0.99206 | 0.99206 | 0.99206 | 0.99225 | 0.99225 | 0.99225 | 0.99225 | 0.99225 | 0.99423 | #N/A | #N/A | #N/A | #N/A | #N/A | #N/A | #N/A | #N/A | #N/A | #N/A | #N/A | #N/A | #N/A | #N/A | #N/A | #N/A | #N/A | #N/A | #N/A | #N/A | #N/A | #N/A | #N/A | #N/A | #N/A | #N/A | #N/A | #N/A | #N/A | #N/A | #N/A | #N/A | #N/A | #N/A | #N/A | #N/A | #N/A | #N/A | #N/A | #N/A | #N/A | #N/A | #N/A | #N/A | #N/A
[35 empty] | R744 | -9 | 861 | #N/A | #N/A | #N/A | #N/A | #N/A | #N/A | #N/A | #N/A | #N/A | #N/A | #N/A | #N/A | #N/A | #N/A | #N/A | #N/A | #N/A | #N/A | #N/A | #N/A | #N/A | #N/A | #N/A | #N/A | #N/A | #N/A | #N/A | #N/A | #N/A | #N/A | #N/A | #N/A | #N/A | #N/A | #N/A | #N/A | #N/A | #N/A | #N/A | #N/A | #N/A | #N/A | #N/A | #N/A | #N/A | #N/A | #N/A | #N/A | #N/A | #N/A | 1.0266 | 1.0266 | 1.0266 | 1.0266 | 1.0266 | 1.0204 | 1.0204 | 1.0204 | 1.0204 | 1.0204 | 1.0152 | 1.0152 | 1.0152 | 1.0152 | 1.0152 | 1.0112 | 1.0112 | 1.0112 | 1.0112 | 1.0112 | 1.0084 | 1.0084 | 1.0084 | 1.0084 | 1.0084 | 1.0071 | 1.0071 | 1.0071 | 1.0071 | 1.0071 | 1.0073 | 1.0073 | 1.0073 | 1.0073 | 1.0073 | 1.0093 | #N/A | #N/A | #N/A | #N/A | #N/A | #N/A | #N/A | #N/A | #N/A | #N/A | #N/A | #N/A | #N/A | #N/A | #N/A | #N/A | #N/A | #N/A | #N/A | #N/A | #N/A | #N/A | #N/A | #N/A | #N/A | #N/A | #N/A | #N/A | #N/A | #N/A | #N/A | #N/A | #N/A | #N/A | #N/A | #N/A | #N/A | #N/A | #N/A | #N/A | #N/A | #N/A | #N/A | #N/A | #N/A
[35 empty] | R744 | -8 | 862 | #N/A | #N/A | #N/A | #N/A | #N/A | #N/A | #N/A | #N/A | #N/A | #N/A | #N/A | #N/A | #N/A | #N/A | #N/A | #N/A | #N/A | #N/A | #N/A | #N/A | #N/A | #N/A | #N/A | #N/A | #N/A | #N/A | #N/A | #N/A | #N/A | #N/A | #N/A | #N/A | #N/A | #N/A | #N/A | #N/A | #N/A | #N/A | #N/A | #N/A | #N/A | #N/A | #N/A | #N/A | #N/A | #N/A | #N/A | #N/A | #N/A | #N/A | 1.0422 | 1.0422 | 1.0422 | 1.0422 | 1.0422 | 1.0358 | 1.0358 | 1.0358 | 1.0358 | 1.0358 | 1.0305 | 1.0305 | 1.0305 | 1.0305 | 1.0305 | 1.0263 | 1.0263 | 1.0263 | 1.0263 | 1.0263 | 1.0235 | 1.0235 | 1.0235 | 1.0235 | 1.0235 | 1.0221 | 1.0221 | 1.0221 | 1.0221 | 1.0221 | 1.0223 | 1.0223 | 1.0223 | 1.0223 | 1.0223 | 1.0244 | #N/A | #N/A | #N/A | #N/A | #N/A | #N/A | #N/A | #N/A | #N/A | #N/A | #N/A | #N/A | #N/A | #N/A | #N/A | #N/A | #N/A | #N/A | #N/A | #N/A | #N/A | #N/A | #N/A | #N/A | #N/A | #N/A | #N/A | #N/A | #N/A | #N/A | #N/A | #N/A | #N/A | #N/A | #N/A | #N/A | #N/A | #N/A | #N/A | #N/A | #N/A | #N/A | #N/A | #N/A | #N/A
[35 empty] | R744 | -7 | 863 | #N/A | #N/A | #N/A | #N/A | #N/A | #N/A | #N/A | #N/A | #N/A | #N/A | #N/A | #N/A | #N/A | #N/A | #N/A | #N/A | #N/A | #N/A | #N/A | #N/A | #N/A | #N/A | #N/A | #N/A | #N/A | #N/A | #N/A | #N/A | #N/A | #N/A | #N/A | #N/A | #N/A | #N/A | #N/A | #N/A | #N/A | #N/A | #N/A | #N/A | #N/A | #N/A | #N/A | #N/A | #N/A | #N/A | #N/A | #N/A | #N/A | #N/A | 1.0577 | 1.0577 | 1.0577 | 1.0577 | 1.0577 | 1.0511 | 1.0511 | 1.0511 | 1.0511 | 1.0511 | 1.0457 | 1.0457 | 1.0457 | 1.0457 | 1.0457 | 1.0415 | 1.0415 | 1.0415 | 1.0415 | 1.0415 | 1.0386 | 1.0386 | 1.0386 | 1.0386 | 1.0386 | 1.0372 | 1.0372 | 1.0372 | 1.0372 | 1.0372 | 1.0374 | 1.0374 | 1.0374 | 1.0374 | 1.0374 | 1.0395 | #N/A | #N/A | #N/A | #N/A | #N/A | #N/A | #N/A | #N/A | #N/A | #N/A | #N/A | #N/A | #N/A | #N/A | #N/A | #N/A | #N/A | #N/A | #N/A | #N/A | #N/A | #N/A | #N/A | #N/A | #N/A | #N/A | #N/A | #N/A | #N/A | #N/A | #N/A | #N/A | #N/A | #N/A | #N/A | #N/A | #N/A | #N/A | #N/A | #N/A | #N/A | #N/A | #N/A | #N/A | #N/A
[35 empty] | R744 | -6 | 864 | #N/A | #N/A | #N/A | #N/A | #N/A | #N/A | #N/A | #N/A | #N/A | #N/A | #N/A | #N/A | #N/A | #N/A | #N/A | #N/A | #N/A | #N/A | #N/A | #N/A | #N/A | #N/A | #N/A | #N/A | #N/A | #N/A | #N/A | #N/A | #N/A | #N/A | #N/A | #N/A | #N/A | #N/A | #N/A | #N/A | #N/A | #N/A | #N/A | #N/A | #N/A | #N/A | #N/A | #N/A | #N/A | #N/A | #N/A | #N/A | #N/A | #N/A | 1.0733 | 1.0733 | 1.0733 | 1.0733 | 1.0733 | 1.0665 | 1.0665 | 1.0665 | 1.0665 | 1.0665 | 1.061 | 1.061 | 1.061 | 1.061 | 1.061 | 1.0566 | 1.0566 | 1.0566 | 1.0566 | 1.0566 | 1.0536 | 1.0536 | 1.0536 | 1.0536 | 1.0536 | 1.0522 | 1.0522 | 1.0522 | 1.0522 | 1.0522 | 1.0524 | 1.0524 | 1.0524 | 1.0524 | 1.0524 | 1.0546 | #N/A | #N/A | #N/A | #N/A | #N/A | #N/A | #N/A | #N/A | #N/A | #N/A | #N/A | #N/A | #N/A | #N/A | #N/A | #N/A | #N/A | #N/A | #N/A | #N/A | #N/A | #N/A | #N/A | #N/A | #N/A | #N/A | #N/A | #N/A | #N/A | #N/A | #N/A | #N/A | #N/A | #N/A | #N/A | #N/A | #N/A | #N/A | #N/A | #N/A | #N/A | #N/A | #N/A | #N/A | #N/A
[35 empty] | R744 | -5 | 865 | #N/A | #N/A | #N/A | #N/A | #N/A | #N/A | #N/A | #N/A | #N/A | #N/A | #N/A | #N/A | #N/A | #N/A | #N/A | #N/A | #N/A | #N/A | #N/A | #N/A | #N/A | #N/A | #N/A | #N/A | #N/A | #N/A | #N/A | #N/A | #N/A | #N/A | #N/A | #N/A | #N/A | #N/A | #N/A | #N/A | #N/A | #N/A | #N/A | #N/A | #N/A | #N/A | #N/A | #N/A | #N/A | #N/A | #N/A | #N/A | #N/A | #N/A | 1.0733 | 1.0733 | 1.0733 | 1.0733 | 1.0733 | 1.0665 | 1.0665 | 1.0665 | 1.0665 | 1.0665 | 1.061 | 1.061 | 1.061 | 1.061 | 1.061 | 1.0566 | 1.0566 | 1.0566 | 1.0566 | 1.0566 | 1.0536 | 1.0536 | 1.0536 | 1.0536 | 1.0536 | 1.0522 | 1.0522 | 1.0522 | 1.0522 | 1.0522 | 1.0524 | 1.0524 | 1.0524 | 1.0524 | 1.0524 | 1.0546 | 1.0546 | 1.0546 | 1.0546 | 1.0546 | 1.059 | #N/A | #N/A | #N/A | #N/A | #N/A | #N/A | #N/A | #N/A | #N/A | #N/A | #N/A | #N/A | #N/A | #N/A | #N/A | #N/A | #N/A | #N/A | #N/A | #N/A | #N/A | #N/A | #N/A | #N/A | #N/A | #N/A | #N/A | #N/A | #N/A | #N/A | #N/A | #N/A | #N/A | #N/A | #N/A | #N/A | #N/A | #N/A | #N/A | #N/A
[35 empty] | R744 | -4 | 866 | #N/A | #N/A | #N/A | #N/A | #N/A | #N/A | #N/A | #N/A | #N/A | #N/A | #N/A | #N/A | #N/A | #N/A | #N/A | #N/A | #N/A | #N/A | #N/A | #N/A | #N/A | #N/A | #N/A | #N/A | #N/A | #N/A | #N/A | #N/A | #N/A | #N/A | #N/A | #N/A | #N/A | #N/A | #N/A | #N/A | #N/A | #N/A | #N/A | #N/A | #N/A | #N/A | #N/A | #N/A | #N/A | #N/A | #N/A | #N/A | #N/A | #N/A | 1.0914 | 1.0914 | 1.0914 | 1.0914 | 1.0914 | 1.0844 | 1.0844 | 1.0844 | 1.0844 | 1.0844 | 1.0787 | 1.0787 | 1.0787 | 1.0787 | 1.0787 | 1.0742 | 1.0742 | 1.0742 | 1.0742 | 1.0742 | 1.0711 | 1.0711 | 1.0711 | 1.0711 | 1.0711 | 1.0697 | 1.0697 | 1.0697 | 1.0697 | 1.0697 | 1.0699 | 1.0699 | 1.0699 | 1.0699 | 1.0699 | 1.0722 | 1.0722 | 1.0722 | 1.0722 | 1.0722 | 1.0767 | #N/A | #N/A | #N/A | #N/A | #N/A | #N/A | #N/A | #N/A | #N/A | #N/A | #N/A | #N/A | #N/A | #N/A | #N/A | #N/A | #N/A | #N/A | #N/A | #N/A | #N/A | #N/A | #N/A | #N/A | #N/A | #N/A | #N/A | #N/A | #N/A | #N/A | #N/A | #N/A | #N/A | #N/A | #N/A | #N/A | #N/A | #N/A | #N/A | #N/A
[35 empty] | R744 | -3 | 867 | #N/A | #N/A | #N/A | #N/A | #N/A | #N/A | #N/A | #N/A | #N/A | #N/A | #N/A | #N/A | #N/A | #N/A | #N/A | #N/A | #N/A | #N/A | #N/A | #N/A | #N/A | #N/A | #N/A | #N/A | #N/A | #N/A | #N/A | #N/A | #N/A | #N/A | #N/A | #N/A | #N/A | #N/A | #N/A | #N/A | #N/A | #N/A | #N/A | #N/A | #N/A | #N/A | #N/A | #N/A | #N/A | #N/A | #N/A | #N/A | #N/A | #N/A | 1.1095 | 1.1095 | 1.1095 | 1.1095 | 1.1095 | 1.1023 | 1.1023 | 1.1023 | 1.1023 | 1.1023 | 1.0964 | 1.0964 | 1.0964 | 1.0964 | 1.0964 | 1.0918 | 1.0918 | 1.0918 | 1.0918 | 1.0918 | 1.0887 | 1.0887 | 1.0887 | 1.0887 | 1.0887 | 1.0871 | 1.0871 | 1.0871 | 1.0871 | 1.0871 | 1.0874 | 1.0874 | 1.0874 | 1.0874 | 1.0874 | 1.0897 | 1.0897 | 1.0897 | 1.0897 | 1.0897 | 1.0943 | #N/A | #N/A | #N/A | #N/A | #N/A | #N/A | #N/A | #N/A | #N/A | #N/A | #N/A | #N/A | #N/A | #N/A | #N/A | #N/A | #N/A | #N/A | #N/A | #N/A | #N/A | #N/A | #N/A | #N/A | #N/A | #N/A | #N/A | #N/A | #N/A | #N/A | #N/A | #N/A | #N/A | #N/A | #N/A | #N/A | #N/A | #N/A | #N/A | #N/A
[35 empty] | R744 | -2 | 868 | #N/A | #N/A | #N/A | #N/A | #N/A | #N/A | #N/A | #N/A | #N/A | #N/A | #N/A | #N/A | #N/A | #N/A | #N/A | #N/A | #N/A | #N/A | #N/A | #N/A | #N/A | #N/A | #N/A | #N/A | #N/A | #N/A | #N/A | #N/A | #N/A | #N/A | #N/A | #N/A | #N/A | #N/A | #N/A | #N/A | #N/A | #N/A | #N/A | #N/A | #N/A | #N/A | #N/A | #N/A | #N/A | #N/A | #N/A | #N/A | #N/A | #N/A | 1.1276 | 1.1276 | 1.1276 | 1.1276 | 1.1276 | 1.1202 | 1.1202 | 1.1202 | 1.1202 | 1.1202 | 1.1142 | 1.1142 | 1.1142 | 1.1142 | 1.1142 | 1.1094 | 1.1094 | 1.1094 | 1.1094 | 1.1094 | 1.1062 | 1.1062 | 1.1062 | 1.1062 | 1.1062 | 1.1046 | 1.1046 | 1.1046 | 1.1046 | 1.1046 | 1.1048 | 1.1048 | 1.1048 | 1.1048 | 1.1048 | 1.1072 | 1.1072 | 1.1072 | 1.1072 | 1.1072 | 1.112 | #N/A | #N/A | #N/A | #N/A | #N/A | #N/A | #N/A | #N/A | #N/A | #N/A | #N/A | #N/A | #N/A | #N/A | #N/A | #N/A | #N/A | #N/A | #N/A | #N/A | #N/A | #N/A | #N/A | #N/A | #N/A | #N/A | #N/A | #N/A | #N/A | #N/A | #N/A | #N/A | #N/A | #N/A | #N/A | #N/A | #N/A | #N/A | #N/A | #N/A
[35 empty] | R744 | -1 | 869 | #N/A | #N/A | #N/A | #N/A | #N/A | #N/A | #N/A | #N/A | #N/A | #N/A | #N/A | #N/A | #N/A | #N/A | #N/A | #N/A | #N/A | #N/A | #N/A | #N/A | #N/A | #N/A | #N/A | #N/A | #N/A | #N/A | #N/A | #N/A | #N/A | #N/A | #N/A | #N/A | #N/A | #N/A | #N/A | #N/A | #N/A | #N/A | #N/A | #N/A | #N/A | #N/A | #N/A | #N/A | #N/A | #N/A | #N/A | #N/A | #N/A | #N/A | 1.1457 | 1.1457 | 1.1457 | 1.1457 | 1.1457 | 1.1381 | 1.1381 | 1.1381 | 1.1381 | 1.1381 | 1.1319 | 1.1319 | 1.1319 | 1.1319 | 1.1319 | 1.127 | 1.127 | 1.127 | 1.127 | 1.127 | 1.1237 | 1.1237 | 1.1237 | 1.1237 | 1.1237 | 1.1221 | 1.1221 | 1.1221 | 1.1221 | 1.1221 | 1.1223 | 1.1223 | 1.1223 | 1.1223 | 1.1223 | 1.1248 | 1.1248 | 1.1248 | 1.1248 | 1.1248 | 1.1297 | #N/A | #N/A | #N/A | #N/A | #N/A | #N/A | #N/A | #N/A | #N/A | #N/A | #N/A | #N/A | #N/A | #N/A | #N/A | #N/A | #N/A | #N/A | #N/A | #N/A | #N/A | #N/A | #N/A | #N/A | #N/A | #N/A | #N/A | #N/A | #N/A | #N/A | #N/A | #N/A | #N/A | #N/A | #N/A | #N/A | #N/A | #N/A | #N/A | #N/A
[35 empty] | R744 | 0 | 870 | #N/A | #N/A | #N/A | #N/A | #N/A | #N/A | #N/A | #N/A | #N/A | #N/A | #N/A | #N/A | #N/A | #N/A | #N/A | #N/A | #N/A | #N/A | #N/A | #N/A | #N/A | #N/A | #N/A | #N/A | #N/A | #N/A | #N/A | #N/A | #N/A | #N/A | #N/A | #N/A | #N/A | #N/A | #N/A | #N/A | #N/A | #N/A | #N/A | #N/A | #N/A | #N/A | #N/A | #N/A | #N/A | #N/A | #N/A | #N/A | #N/A | #N/A | 1.1457 | 1.1457 | 1.1457 | 1.1457 | 1.1457 | 1.1381 | 1.1381 | 1.1381 | 1.1381 | 1.1381 | 1.1319 | 1.1319 | 1.1319 | 1.1319 | 1.1319 | 1.127 | 1.127 | 1.127 | 1.127 | 1.127 | 1.1237 | 1.1237 | 1.1237 | 1.1237 | 1.1237 | 1.1221 | 1.1221 | 1.1221 | 1.1221 | 1.1221 | 1.1223 | 1.1223 | 1.1223 | 1.1223 | 1.1223 | 1.1248 | 1.1248 | 1.1248 | 1.1248 | 1.1248 | 1.1297 | 1.1297 | 1.1297 | 1.1297 | 1.1297 | 1.1379 | #N/A | #N/A | #N/A | #N/A | #N/A | #N/A | #N/A | #N/A | #N/A | #N/A | #N/A | #N/A | #N/A | #N/A | #N/A | #N/A | #N/A | #N/A | #N/A | #N/A | #N/A | #N/A | #N/A | #N/A | #N/A | #N/A | #N/A | #N/A | #N/A | #N/A | #N/A | #N/A | #N/A | #N/A | #N/A
Note on M38: Link von Kältemittelauswahl

## Hot gas bypass duty
Usage: Select refrigerant and fill yellow fields with your desired conditions.
Error messages: N/A in Po or PC fields is indicating that normal operating conditions of refrigerant are exceeded.
|  |  | Project: | [20 empty] | 0 | 1 | 2
|  |  | Hot Gas Bypass Duty | [17 empty] | 3 | 9 | 6 | R134a | 130 | 8.3776 | 10
[22 empty] | 2 | R410A | R134a | 131 | 8.9432 | 11
Refrigerant: | R407C | [12 empty] | 23.5364 | 223 | 558 | [5 empty] | 3 | R134a | R134a | 132 | 9.1677 | 12
[22 empty] | 4 | R22 | R134a | 133 | 9.3964 | 13
Condensing temperature | Tc: | 38 | °C |  | Pc= | 16.6108 | bar | [14 empty] | 6 | R404A | R134a | 134 | 9.6293 | 14
#VALUE! | [21 empty] | 7 | R507 | R134a | 135 | 9.8662 | 15
[13 empty] | R124 | R134a | R22 | R23 | R404A | R407C | R410A | R507 | R744 | 9 | R407C | R134a | 136 | 10.1073 | 16
[13 empty] | 0 | 0 | 0 | 0 | 0 | 2 | 0 | 0 | 0 | 10 |  | R134a | 137 | 10.3524 | 17
[13 empty] | #N/A | #N/A | #N/A | #N/A | #N/A | EX7 | #N/A | #N/A | #N/A | 11 |  | R134a | 138 | 10.6017 | 18
[22 empty] | 12 |  | R134a | 139 | 10.8551 | 19
Bypass cooling capacity | [23 empty] | R134a | 140 | 11.1126 | 20
| Q0: | 100 | kW | [20 empty] | R134a | 141 | 11.3741 | 21 | EX5 | EX6 | EX7 | EX8
Bypass capacity is compressor capacity minus | [23 empty] | R134a | 142 | 11.6397 | 22
actual partial load capacity in evaporator | [6 empty] | Maximum valve capacity at selected conditions (kW) | chybové hlásení : N/A v poli Po nebo Pc znamená podmínky mimo moznosti chladiva | Сообщение об ошибке: знак "N/A" в полях Po или Pс указывает на выход за пределы нормальных рабочих условий для хладагента | 错误信息: Po或Pc如显示N/A, 表示已超出冷媒的正常工况. | [13 empty] | R134a | 143 | 11.9093 | 23
[7 empty] | Błąd: N/A w polach Po lub PC wskazuje przekroczenie normalnych warunków pracy czynnika. | chybové hlásení : N/A v poli Po nebo Pc znamená podmínky mimo moznosti chladiva | Сообщение об ошибке: знак "N/A" в полях Po или Pс указывает на выход за пределы нормальных рабочих условий для хладагента | 错误信息: Po或Pc如显示N/A, 表示已超出冷媒的正常工况. | [9 empty] | 1 | 2 |  |  | R134a | 144 | 12.183 | 24
[7 empty] | High performance stepper motor driven valves | [12 empty] | R124 |  |  |  | R134a | 145 | 12.4606 | 25
Your choice |  | Type |  | Ratio % | [15 empty] | R134a | 120 |  |  | R134a | 146 | 12.7422 | 26
Electrical control valve: |  | EX7 |  | 76.14% |  |  | Type | R407C | Order Nr.: |  |  |  | Ventilkonstanten | [6 empty] | R22 | 260 |  |  | R134a | 147 | 13.0277 | 27
[7 empty] | EX8-M21 | 398.942 | 801 964 |  |  |  | 16.95 | [6 empty] | R23 | 390 |  |  | R134a | 148 | 13.3171 | 28
|  | Controller for ECV: | EXD-U00 |  |  |  | EX7-U21 | 131.3331 | 801 686 |  |  |  | 5.58 | [6 empty] | R404A | 440 |  |  | R134a | 149 | 13.6104 | 29
|  | Order Nr.: | 804 557 |  |  |  | EX6-M21 | 36.9521 | 800 611 |  |  |  | 1.57 | [6 empty] | R407C | 520 |  |  | R134a | 150 | 13.9075 | 30
[7 empty] | EX5-U21 | 15.8871 | 800 600 |  |  |  | 0.675 | [6 empty] | R410A | 640 |  |  | R134a | 151 | 14.2084 | 31
[20 empty] | R507 | 760 |  |  | R134a | 152 | 14.513 | 32
[20 empty] | R744 | 870 |  |  | R134a | 153 | 14.8213 | 33
[24 empty] | R134a | 154 | 15.1332 | 34
Hot Gas Bypass Duty | Project: | Project: | Project: | Project: | Project: | Project: | Project: | [16 empty] | R134a | 155 | 15.4487 | 35
Note: | [23 empty] | R134a | 156 | 15.7677 | 36
[24 empty] | R134a | 157 | 16.0901 | 37
[24 empty] | R134a | 158 | 16.4159 | 38
[24 empty] | R134a | 159 | 16.745 | 39
[24 empty] | R134a | 160 | 17.0774 | 40
[24 empty] | R134a | 161 | 17.4121 | 41
[24 empty] | R134a | 162 | 17.7506 | 42
[24 empty] | R134a | 163 | 18.092 | 43
[24 empty] | R134a | 164 | 18.4363 | 44
[24 empty] | R134a | 165 | 18.7833 | 45
[24 empty] | R134a | 166 | 19.133 | 46
[24 empty] | R134a | 167 | 19.4852 | 47
[24 empty] | R134a | 168 | 19.8398 | 48
[24 empty] | R134a | 169 | 20.1964 | 49
[24 empty] | R134a | 170 | 20.5554 | 50
[24 empty] | R134a | 171 | 20.9164 | 51
ALCO CONTROLS is not to be held responsible for erroneous data regarding capacities, dimensions, applications, etc. stated herein. Products, specifications and data are subject to change without notice. The information given herein is based on technical data and tests which ALCO CONTROLS believes to be reliable and which are in compliance with technical knowledge of today. It is intended only for use by persons having the appropriate technical knowledge and skills, at their own discretion and risk. Since conditions of use are outside of ALCO'S control we can not assume any liability for results obtained or damages occurred due to improper application. | [23 empty] | R134a | 172 | 21.2792 | 52
[24 empty] | R134a | 173 | 21.6438 | 53
[24 empty] | R134a | 174 | 22.0098 | 54
[24 empty] | R134a | 175 | 22.3806 | 55
[24 empty] | R134a | 176 | 22.7495 | 56
[24 empty] | R134a | 177 | 23.1193 | 57
[24 empty] | R134a | 178 | 23.49 | 58
[24 empty] | R134a | 179 | 23.8613 | 59
[24 empty] | R134a | 180 | 24.2328 | 60
[24 empty] | R134a | 181 | 24.6045 | 61
[24 empty] | R134a | 182 | 24.9761 | 62
[24 empty] | R134a | 183 | 25.3472 | 63
[24 empty] | R134a | 184 | 25.7176 | 64
[24 empty] | R134a | 185 | 26.087 | 65
[24 empty] | R134a | 186 | 26.4551 | 66
[24 empty] | R134a | 187 | 26.8215 | 67
[24 empty] | R134a | 188 | 27.1858 | 68
[24 empty] | R134a | 189 | 27.5475 | 69
| Temperatur | R 410A | R 134a | R 22 | R 404A | R 404A | R 507 | R 407C | R 407C | R23 | R124 | R744 | [11 empty] | R134a | 190 | 27.9064 | 70
| 1 | 2 | 3 | 4 | 5 | 6 | 7 | 8 | 9 | 10 | 11 | 12 | [11 empty] | R134a | 191 | 28.2621 | 71
[24 empty] | R134a | 192 | 28.614 | 72
[24 empty] | R134a | 193 | 28.9615 | 73
[24 empty] | R134a | 194 | 29.3042 | 74
[24 empty] | R134a | 195 | 29.6414 | 75
[24 empty] | R134a | 196 | 29.9724 | 76
[24 empty] | R134a | 197 | 30.2965 | 77
[24 empty] | R134a | 198 | 30.613 | 78
[24 empty] | R134a | 199 | 30.9209 | 79
[24 empty] | R134a | 200 | 31.2194 | 80
[24 empty] | R22 | 270 | 12.531 | 10
[24 empty] | R22 | 271 | 13.2107 | 11
[24 empty] | R22 | 272 | 13.526 | 12
[24 empty] | R22 | 273 | 13.8465 | 13
[24 empty] | R22 | 274 | 14.1721 | 14
[24 empty] | R22 | 275 | 14.503 | 15
[24 empty] | R22 | 276 | 14.839 | 16
[24 empty] | R22 | 277 | 15.1802 | 17
[24 empty] | R22 | 278 | 15.5255 | 18
[24 empty] | R22 | 279 | 15.8775 | 19
[24 empty] | R22 | 280 | 16.2348 | 20
[24 empty] | R22 | 281 | 16.5972 | 21
[24 empty] | R22 | 282 | 16.9649 | 22
[24 empty] | R22 | 283 | 17.3362 | 23
[24 empty] | R22 | 284 | 17.717 | 24
[24 empty] | R22 | 285 | 18.0989 | 25
[24 empty] | R22 | 286 | 18.4873 | 26
[24 empty] | R22 | 287 | 18.8807 | 27
[24 empty] | R22 | 288 | 19.2793 | 28
[24 empty] | R22 | 289 | 19.679 | 29
[24 empty] | R22 | 290 | 20.0867 | 30
[24 empty] | R22 | 291 | 20.4994 | 31
[24 empty] | R22 | 292 | 20.9169 | 32
[24 empty] | R22 | 293 | 21.3393 | 33
[24 empty] | R22 | 294 | 21.7664 | 34
[24 empty] | R22 | 295 | 22.1984 | 35
[24 empty] | R22 | 296 | 22.635 | 36
[24 empty] | R22 | 297 | 23.0762 | 37
[24 empty] | R22 | 298 | 23.522 | 38
[24 empty] | R22 | 299 | 23.9723 | 39
[24 empty] | R22 | 300 | 24.4271 | 40
[24 empty] | R22 | 301 | 24.8803 | 41
[24 empty] | R22 | 302 | 25.343 | 42
[24 empty] | R22 | 303 | 25.8098 | 43
[24 empty] | R22 | 304 | 26.2806 | 44
[24 empty] | R22 | 305 | 26.7555 | 45
[24 empty] | R22 | 306 | 27.2341 | 46
[24 empty] | R22 | 307 | 27.7165 | 47
[24 empty] | R22 | 308 | 28.2026 | 48
[24 empty] | R22 | 309 | 28.6921 | 49
[24 empty] | R22 | 310 | 29.1849 | 50
[24 empty] | R22 | 311 | 29.6811 | 51
[24 empty] | R22 | 312 | 30.1802 | 52
[24 empty] | R22 | 313 | 30.6824 | 53
[24 empty] | R22 | 314 | 31.1872 | 54
[24 empty] | R22 | 315 | 31.6947 | 55
[24 empty] | R22 | 316 | 32.1945 | 56
[24 empty] | R22 | 317 | 32.7065 | 57
[24 empty] | R22 | 318 | 33.2196 | 58
[24 empty] | R22 | 319 | 33.7344 | 59
[24 empty] | R22 | 320 | 34.249 | 60
[24 empty] | R22 | 321 | 34.7664 | 61
[24 empty] | R22 | 322 | 35.2846 | 62
[24 empty] | R22 | 323 | 35.8035 | 63
[24 empty] | R22 | 324 | 36.3227 | 64
[24 empty] | R22 | 325 | 36.8418 | 65
[24 empty] | R22 | 326 | 37.3606 | 66
[24 empty] | R22 | 327 | 37.8785 | 67
[24 empty] | R22 | 328 | 38.395 | 68
[24 empty] | R22 | 329 | 38.9098 | 69
[24 empty] | R22 | 330 | 39.4095 | 70
[24 empty] | R22 | 331 | 39.9183 | 71
[24 empty] | R22 | 332 | 40.4305 | 72
[24 empty] | R22 | 333 | 40.9328 | 73
[24 empty] | R22 | 334 | 41.4302 | 74
[24 empty] | R22 | 335 | 41.9222 | 75
[24 empty] | R404A | 450 | 12.7378 | 10
[24 empty] | R404A | 451 | 13.751 | 11
[24 empty] | R404A | 452 | 14.0477 | 12
[24 empty] | R404A | 453 | 14.3477 | 13
[24 empty] | R404A | 454 | 14.6507 | 14
[24 empty] | R404A | 455 | 14.9568 | 15
[24 empty] | R404A | 456 | 15.2659 | 16
[24 empty] | R404A | 457 | 15.5778 | 17
[24 empty] | R404A | 458 | 15.8925 | 18
[24 empty] | R404A | 459 | 16.2098 | 19
[24 empty] | R404A | 460 | 16.5296 | 20
[24 empty] | R404A | 461 | 16.8517 | 21
[24 empty] | R404A | 462 | 17.1762 | 22
[24 empty] | R404A | 463 | 17.5029 | 23
[24 empty] | R404A | 464 | 17.8315 | 24
[24 empty] | R404A | 465 | 18.1621 | 25
[24 empty] | R404A | 466 | 18.4943 | 26
[24 empty] | R404A | 467 | 18.8282 | 27
[24 empty] | R404A | 468 | 19.1634 | 28
[24 empty] | R404A | 469 | 19.4998 | 29
[24 empty] | R404A | 470 | 19.8372 | 30
[24 empty] | R404A | 471 | 20.1754 | 31
[24 empty] | R404A | 472 | 20.5143 | 32
[24 empty] | R404A | 473 | 20.8536 | 33
[24 empty] | R404A | 474 | 21.193 | 34
[24 empty] | R404A | 475 | 21.5324 | 35
[24 empty] | R404A | 476 | 21.8714 | 36
[24 empty] | R404A | 477 | 22.2098 | 37
[24 empty] | R404A | 478 | 22.5473 | 38
[24 empty] | R404A | 479 | 22.8819 | 39
[24 empty] | R404A | 480 | 23.2165 | 40
[24 empty] | R404A | 481 | 23.5492 | 41
[24 empty] | R404A | 482 | 23.8799 | 42
[24 empty] | R404A | 483 | 24.2078 | 43
[24 empty] | R404A | 484 | 24.5325 | 44
| 10 | N/A | N/A | N/A | N/A | N/A | N/A | N/A | N/A | [14 empty] | R404A | 485 | 24.8537 | 45
| 11 | N/A | N/A | N/A | N/A | N/A | N/A | N/A | N/A | [14 empty] | R404A | 486 | 25.1709 | 46
| 12 | N/A | N/A | N/A | N/A | N/A | N/A | N/A | N/A | [14 empty] | R404A | 487 | 25.4835 | 47
| 13 | N/A | N/A | N/A | N/A | N/A | N/A | N/A | N/A | [14 empty] | R404A | 488 | 25.7909 | 48
| 14 | N/A | N/A | N/A | N/A | N/A | N/A | N/A | N/A | [14 empty] | R404A | 489 | 26.0926 | 49
| 15 | N/A | N/A | N/A | N/A | N/A | N/A | N/A | N/A | [14 empty] | R404A | 490 | 26.3878 | 50
| 16 | N/A | N/A | N/A | N/A | N/A | N/A | N/A | N/A | [14 empty] | R404A | 491 | 26.678 | 51
| 17 | N/A | N/A | N/A | N/A | N/A | N/A | N/A | N/A | [14 empty] | R404A | 492 | 26.9618 | 52
| 18 | N/A | N/A | N/A | N/A | N/A | N/A | N/A | N/A | [14 empty] | R404A | 493 | 27.2339 | 53
| 19 | N/A | N/A | N/A | N/A | N/A | N/A | N/A | N/A | [14 empty] | R404A | 494 | 27.4963 | 54
| 20 | N/A | N/A | N/A | N/A | N/A | N/A | N/A | N/A | [14 empty] | R404A | 495 | 27.7478 | 55
| 21 | N/A | N/A | N/A | N/A | N/A | N/A | N/A | N/A | [14 empty] | R404A | 496 | 27.9872 | 56
| 22 | N/A | N/A | N/A | N/A | N/A | N/A | N/A | N/A | [14 empty] | R404A | 497 | 28.2133 | 57
| 23 | N/A | N/A | N/A | N/A | N/A | N/A | N/A | N/A | [14 empty] | R404A | 498 | 28.4245 | 58
| 24 | N/A | N/A | N/A | N/A | N/A | N/A | N/A | N/A | [14 empty] | R404A | 499 | 28.6191 | 59
| 25 | 1651499.34 | 665421.53 | 1043592.21 | 1259286.82 | 1259286.82 | 1288249.86 | 1187782.91 | 1187782.91 | [14 empty] | R404A | 500 | 28.7951 | 60
| 26 | 1695902.39 | 685454.95 | 1072034.12 | 1292651.33 | 1292651.33 | 1322292.09 | 1220101.6 | 1220101.6 | [14 empty] | R404A | 501 | 28.9501 | 61
| 27 | 1741203.73 | 705939.3 | 1101044.06 | 1326673.79 | 1326673.79 | 1357001.45 | 1253070.72 | 1253070.72 | [14 empty] | R404A | 502 | 29.0821 | 62
| 28 | 1787416.01 | 726881.13 | 1130629.02 | 1361363.27 | 1361363.27 | 1392387.25 | 1286698.61 | 1286698.61 | [14 empty] | R404A | 503 | 29.188 | 63
| 29 | 1834551.97 | 748287.07 | 1160796.07 | 1396728.97 | 1396728.97 | 1428458.99 | 1320993.64 | 1320993.64 | [14 empty] | R404A | 504 | 29.2643 | 64
| 30 | 1882624.54 | 770163.77 | 1191552.3 | 1432780.24 | 1432780.24 | 1465226.32 | 1355964.23 | 1355964.23 | [14 empty] | R404A | 505 | 29.3074 | 65
| 31 | 1931646.75 | 792517.98 | 1222904.86 | 1469526.58 | 1469526.58 | 1502699.15 | 1391618.85 | 1391618.85 | [14 empty] | R407C | 530 | 12.0598 | 10
| 32 | 1981631.81 | 815356.46 | 1254860.96 | 1506977.63 | 1506977.63 | 1540887.55 | 1427966.04 | 1427966.04 | [14 empty] | R407C | 531 | 12.8777 | 11
| 33 | 2032593.05 | 838686.05 | 1287427.84 | 1545143.2 | 1545143.2 | 1579801.84 | 1465014.37 | 1465014.37 | [14 empty] | R407C | 532 | 13.202 | 12
| 34 | 2084543.97 | 862513.64 | 1320612.8 | 1584033.24 | 1584033.24 | 1619452.56 | 1502772.47 | 1502772.47 | [14 empty] | R407C | 533 | 13.5319 | 13
| 35 | 2137498.22 | 886846.21 | 1354423.21 | 1623657.91 | 1623657.91 | 1659850.52 | 1541249.02 | 1541249.02 | [14 empty] | R407C | 534 | 13.8674 | 14
| 36 | 2191469.6 | 911690.76 | 1388866.49 | 1664027.52 | 1664027.52 | 1701006.76 | 1580452.76 | 1580452.76 | [14 empty] | R407C | 535 | 14.2084 | 15
| 37 | 2246472.08 | 937054.39 | 1423950.12 | 1705152.56 | 1705152.56 | 1742932.6 | 1620392.48 | 1620392.48 | [14 empty] | R407C | 536 | 14.5551 | 16
| 38 | 2302519.8 | 962944.24 | 1459681.63 | 1747043.73 | 1747043.73 | 1785639.67 | 1661077.01 | 1661077.01 | [14 empty] | R407C | 537 | 14.9074 | 17
| 39 | 2359627.03 | 989367.55 | 1496068.65 | 1789711.93 | 1789711.93 | 1829139.86 | 1702515.25 | 1702515.25 | [14 empty] | R407C | 538 | 15.2652 | 18
| 40 | 2417808.24 | 1016331.61 | 1533118.86 | 1833168.24 | 1833168.24 | 1873445.42 | 1744716.15 | 1744716.15 | [14 empty] | R407C | 539 | 15.6286 | 19
| 41 | 2477078.08 | 1043843.78 | 1570840.01 | 1877423.99 | 1877423.99 | 1918568.91 | 1787688.71 | 1787688.71 | [14 empty] | R407C | 540 | 15.9975 | 20
| 42 | 2537451.33 | 1071911.52 | 1609239.94 | 1922490.71 | 1922490.71 | 1964523.22 | 1831441.99 | 1831441.99 | [14 empty] | R407C | 541 | 16.372 | 21
| 43 | 2598943 | 1100542.35 | 1648326.55 | 1968380.17 | 1968380.17 | 2011321.65 | 1875985.1 | 1875985.1 | [14 empty] | R407C | 542 | 16.7519 | 22
| 44 | 2661568.25 | 1129743.87 | 1688107.85 | 2015104.39 | 2015104.39 | 2058977.84 | 1921327.21 | 1921327.21 | [14 empty] | R407C | 543 | 17.1372 | 23
| 45 | 2725342.43 | 1159523.8 | 1728591.93 | 2062675.64 | 2062675.64 | 2107505.86 | 1967477.54 | 1967477.54 | [14 empty] | R407C | 544 | 17.528 | 24
| 46 | 2790281.08 | 1189889.9 | 1769786.95 | 2111106.43 | 2111106.43 | 2156920.19 | 2014445.38 | 2014445.38 | [14 empty] | R407C | 545 | 17.9242 | 25
| 47 | 2856399.93 | 1220850.05 | 1811701.2 | 2160409.56 | 2160409.56 | 2207235.74 | 2062240.05 | 2062240.05 | [14 empty] | R407C | 546 | 18.3256 | 26
| 48 | 2923714.89 | 1252412.23 | 1854343.06 | 2210598.12 | 2210598.12 | 2258467.92 | 2110870.96 | 2110870.96 | [14 empty] | R407C | 547 | 18.7324 | 27
| 49 | 2992242.09 | 1284584.49 | 1897721.01 | 2261685.45 | 2261685.45 | 2310632.57 | 2160347.54 | 2160347.54 | [14 empty] | R407C | 548 | 19.1444 | 28
| 50 | 3061997.85 | 1317375.01 | 1941843.66 | 2313685.24 | 2313685.24 | 2363746.08 | 2210679.31 | 2210679.31 | [14 empty] | R407C | 549 | 19.5616 | 29
| 51 | 3132998.69 | 1350792.06 | 1986719.71 | 2366611.47 | 2366611.47 | 2417825.34 | 2261875.82 | 2261875.82 | [14 empty] | R407C | 550 | 19.9838 | 30
| 52 | 3205261.34 | 1384844.03 | 2032358.03 | 2420478.45 | 2420478.45 | 2472887.81 | 2313946.7 | 2313946.7 | [14 empty] | R407C | 551 | 20.4111 | 31
| 53 | 3278802.73 | 1419539.41 | 2078767.59 | 2475300.83 | 2475300.83 | 2528951.53 | 2366901.62 | 2366901.62 | [14 empty] | R407C | 552 | 20.8434 | 32
| 54 | 3353640.03 | 1454886.81 | 2125957.5 | 2531093.6 | 2531093.6 | 2586035.13 | 2420750.32 | 2420750.32 | [14 empty] | R407C | 553 | 21.2806 | 33
| 55 | 3429790.6 | 1490894.98 | 2173937.03 | 2587872.12 | 2587872.12 | 2644157.88 | 2475502.59 | 2475502.59 | [14 empty] | R407C | 554 | 21.7225 | 34
| 56 | 3507272.02 | 1527572.77 | 2222715.6 | 2645652.15 | 2645652.15 | 2703339.73 | 2531168.27 | 2531168.27 | [14 empty] | R407C | 555 | 22.1692 | 35
| 57 | 3586102.13 | 1564929.18 | 2272302.79 | 2704449.79 | 2704449.79 | 2763601.28 | 2587757.28 | 2587757.28 | [14 empty] | R407C | 556 | 22.6205 | 36
| 58 | 3666298.95 | 1602973.33 | 2322708.37 | 2764281.6 | 2764281.6 | 2824963.9 | 2645279.58 | 2645279.58 | [14 empty] | R407C | 557 | 23.0762 | 37
| 59 | 3747880.76 | 1641714.49 | 2373942.27 | 2825164.52 | 2825164.52 | 2887449.66 | 2703745.18 | 2703745.18 | [14 empty] | R407C | 558 | 23.5364 | 38
| 60 | 3830866.06 | 1681162.07 | 2426014.63 | 2887115.95 | 2887115.95 | 2951081.47 | 2763164.17 | 2763164.17 | [14 empty] | R407C | 559 | 24.0008 | 39
| 61 | 3915273.6 | 1721325.63 | 2478935.8 | 2950153.73 | 2950153.73 | 3015883.03 | 2823546.69 | 2823546.69 | [14 empty] | R407C | 560 | 24.4694 | 40
| 62 | 4001122.37 | 1762214.91 | 2532716.34 | 3014296.16 | 3014296.16 | 3081878.89 | 2884902.92 | 2884902.92 | [14 empty] | R407C | 561 | 24.942 | 41
| 63 | 4088431.59 | 1803839.76 | 2587367.05 | 3079562.04 | 3079562.04 | 3149094.52 | 2947243.11 | 2947243.11 | [14 empty] | R407C | 562 | 25.4184 | 42
| 64 | 4177220.75 | 1846210.25 | 2642898.96 | 3145970.67 | 3145970.67 | 3217556.32 | 3010577.58 | 3010577.58 | [14 empty] | R407C | 563 | 25.8985 | 43
| 65 | 4267509.57 | 1889336.59 | 2699323.38 | 3213541.86 | 3213541.86 | 3287291.66 | 3074916.68 | 3074916.68 | [14 empty] | R407C | 564 | 26.3822 | 44
| 66 | #N/A | 1933229.19 | 2756651.9 | #N/A | #N/A | #N/A | #N/A | #N/A | [14 empty] | R407C | 565 | 26.8692 | 45
| 67 | #N/A | 1977898.62 | 2814896.41 | #N/A | #N/A | #N/A | #N/A | #N/A | [14 empty] | R407C | 566 | 27.3593 | 46
| 68 | #N/A | 2023355.67 | 2874069.1 | #N/A | #N/A | #N/A | #N/A | #N/A | [14 empty] | R407C | 567 | 27.8533 | 47
| 69 | #N/A | 2069611.32 | 2934182.53 | #N/A | #N/A | #N/A | #N/A | #N/A | [14 empty] | R407C | 568 | 28.348 | 48
| 70 | #N/A | 2116676.75 | 2995249.6 | #N/A | #N/A | #N/A | #N/A | #N/A | [14 empty] | R407C | 569 | 28.8463 | 49
| 71 | #N/A | 2164563.35 | 3057283.63 | #N/A | #N/A | #N/A | #N/A | #N/A | [14 empty] | R407C | 570 | 29.3469 | 50
| 72 | #N/A | 2213282.74 | 3120298.33 | #N/A | #N/A | #N/A | #N/A | #N/A | [14 empty] | R407C | 571 | 29.8495 | 51
| 73 | #N/A | 2262846.77 | 3184307.89 | #N/A | #N/A | #N/A | #N/A | #N/A | [14 empty] | R407C | 572 | 30.3539 | 52
| 74 | #N/A | 2313267.53 | 3249326.98 | #N/A | #N/A | #N/A | #N/A | #N/A | [14 empty] | R407C | 573 | 30.8597 | 53
| 75 | #N/A | 2364557.33 | 3315370.79 | #N/A | #N/A | #N/A | #N/A | #N/A | [14 empty] | R407C | 574 | 31.3664 | 54
| 76 | #N/A | 2416728.77 | #N/A | #N/A | #N/A | #N/A | #N/A | #N/A | [14 empty] | R407C | 575 | 31.874 | 55
| 77 | #N/A | 2469794.69 | #N/A | #N/A | #N/A | #N/A | #N/A | #N/A | [14 empty] | R407C | 576 | 32.3818 | 56
| 78 | #N/A | 2523768.19 | #N/A | #N/A | #N/A | #N/A | #N/A | #N/A | [14 empty] | R407C | 577 | 32.8895 | 57
| 79 | #N/A | 2578662.68 | #N/A | #N/A | #N/A | #N/A | #N/A | #N/A | [14 empty] | R407C | 578 | 33.3968 | 58
| 80 | #N/A | 2634491.84 | #N/A | #N/A | #N/A | #N/A | #N/A | #N/A | [14 empty] | R407C | 579 | 33.903 | 59
| 81 | #N/A | #N/A | #N/A | #N/A | #N/A | #N/A | #N/A | #N/A | [14 empty] | R407C | 580 | 34.4076 | 60
| 82 | #N/A | #N/A | #N/A | #N/A | #N/A | #N/A | #N/A | #N/A | [14 empty] | R407C | 581 | 34.916 | 61
| 83 | #N/A | #N/A | #N/A | #N/A | #N/A | #N/A | #N/A | #N/A | [14 empty] | R407C | 582 | 35.4167 | 62
| 84 | #N/A | #N/A | #N/A | #N/A | #N/A | #N/A | #N/A | #N/A | [14 empty] | R407C | 583 | 35.9141 | 63
| 85 | #N/A | #N/A | #N/A | #N/A | #N/A | #N/A | #N/A | #N/A | [14 empty] | R407C | 584 | 36.4074 | 64
| 86 | #N/A | #N/A | #N/A | #N/A | #N/A | #N/A | #N/A | #N/A | [14 empty] | R407C | 585 | 36.8958 | 65
| 87 | #N/A | #N/A | #N/A | #N/A | #N/A | #N/A | #N/A | #N/A | [14 empty] | R410A | 650 | 19.072 | 10
| 88 | #N/A | #N/A | #N/A | #N/A | #N/A | #N/A | #N/A | #N/A | [14 empty] | R410A | 651 | 20.3938 | 11
| 89 | #N/A | #N/A | #N/A | #N/A | #N/A | #N/A | #N/A | #N/A | [14 empty] | R410A | 652 | 20.8621 | 12
| 90 | #N/A | #N/A | #N/A | #N/A | #N/A | #N/A | #N/A | #N/A | [14 empty] | R410A | 653 | 21.3369 | 13
| 91 | #N/A | #N/A | #N/A | #N/A | #N/A | #N/A | #N/A | #N/A | [14 empty] | R410A | 654 | 21.8181 | 14
| 92 | #N/A | #N/A | #N/A | #N/A | #N/A | #N/A | #N/A | #N/A | [14 empty] | R410A | 655 | 22.3057 | 15
| 93 | #N/A | #N/A | #N/A | #N/A | #N/A | #N/A | #N/A | #N/A | [14 empty] | R410A | 656 | 22.7997 | 16
| 94 | #N/A | #N/A | #N/A | #N/A | #N/A | #N/A | #N/A | #N/A | [14 empty] | R410A | 657 | 23.3 | 17
| 95 | #N/A | #N/A | #N/A | #N/A | #N/A | #N/A | #N/A | #N/A | [14 empty] | R410A | 658 | 23.8065 | 18
| 96 | #N/A | #N/A | #N/A | #N/A | #N/A | #N/A | #N/A | #N/A | [14 empty] | R410A | 659 | 24.3191 | 19
| 97 | #N/A | #N/A | #N/A | #N/A | #N/A | #N/A | #N/A | #N/A | [14 empty] | R410A | 660 | 24.8377 | 20
| 98 | #N/A | #N/A | #N/A | #N/A | #N/A | #N/A | #N/A | #N/A | [14 empty] | R410A | 661 | 25.3623 | 21
| 99 | #N/A | #N/A | #N/A | #N/A | #N/A | #N/A | #N/A | #N/A | [14 empty] | R410A | 662 | 25.8927 | 22
| 100 | #N/A | #N/A | #N/A | #N/A | #N/A | #N/A | #N/A | #N/A | [14 empty] | R410A | 663 | 26.4296 | 23
|  |  |  | Refrigerant | 7 | [18 empty] | R410A | 664 | 26.9705 | 24
|  |  |  | Valves Type | 12 | [18 empty] | R410A | 665 | 27.5178 | 25
| 0 | 0 | 0 | 0 | 0 | 0 | EX5-U21 | R507 | 800 600 | [14 empty] | R410A | 666 | 28.0704 | 26
1 | 2 | 3 | 4 | 5 | 6 | 7 | 8 | 9 | 10 | [14 empty] | R410A | 667 | 28.6282 | 27
10 | 15.8871 | 15.8871 | 15.8871 | 15.8871 | 15.8871 | 15.8871 | 15.8871 | 15.8871 | 15.8871 | [14 empty] | R410A | 668 | 29.1911 | 28
11 | 36.9521 | 36.9521 | 36.9521 | 36.9521 | 36.9521 | 36.9521 | 36.9521 | 36.9521 | 36.9521 | [14 empty] | R410A | 669 | 29.759 | 29
12 | 131.3331 | 131.3331 | 131.3331 | 131.3331 | 131.3331 | 131.3331 | 131.3331 | 131.3331 | 131.3331 | [14 empty] | R410A | 670 | 30.3315 | 30
13 | 398.942 | 398.942 | 398.942 | 398.942 | 398.942 | 398.942 | 398.942 | 398.942 | 398.942 | [14 empty] | R410A | 671 | 30.9085 | 31
[24 empty] | R410A | 672 | 31.4898 | 32
[24 empty] | R410A | 673 | 32.0752 | 33
[24 empty] | R410A | 674 | 32.6645 | 34
[24 empty] | R410A | 675 | 33.2574 | 35
[24 empty] | R410A | 676 | 33.8573 | 36
[24 empty] | R410A | 677 | 34.4571 | 37
[24 empty] | R410A | 678 | 35.0597 | 38
[24 empty] | R410A | 679 | 35.6647 | 39
[24 empty] | R410A | 680 | 36.2718 | 40
[24 empty] | R410A | 681 | 36.8807 | 41
[24 empty] | R410A | 682 | 37.4908 | 42
[24 empty] | R410A | 683 | 38.1019 | 43
[24 empty] | R410A | 684 | 38.7133 | 44
[24 empty] | R410A | 685 | 39.3247 | 45
[24 empty] | R410A | 686 | 39.9353 | 46
[24 empty] | R410A | 687 | 40.5421 | 47
[24 empty] | R410A | 688 | 41.1489 | 48
[24 empty] | R410A | 689 | 41.7532 | 49
[24 empty] | R410A | 690 | 42.3538 | 50
[24 empty] | R410A | 691 | 42.9498 | 51
[24 empty] | R410A | 692 | 43.5403 | 52
[24 empty] | R410A | 693 | 44.124 | 53
[24 empty] | R410A | 694 | 44.6996 | 54
[24 empty] | R410A | 695 | 45.2656 | 55
[24 empty] | R410A | 696 | 45.8203 | 56
[24 empty] | R410A | 697 | 46.3619 | 57
[24 empty] | R410A | 698 | 46.888 | 58
[24 empty] | R410A | 699 | 47.3961 | 59
[24 empty] | R410A | 700 | 47.8831 | 60
[24 empty] | R410A | 701 | 48.3455 | 61
[24 empty] | R410A | 702 | 48.7792 | 62
[24 empty] | R410A | 703 | 49.1791 | 63
[24 empty] | R410A | 704 | 49.5393 | 64
[24 empty] | R410A | 705 | 49.8523 | 65
[24 empty] | R507 | 770 | 12.9722 | 10
[24 empty] | R507 | 771 | 14.0171 | 11
[24 empty] | R507 | 772 | 14.3134 | 12
[24 empty] | R507 | 773 | 14.6127 | 13
[24 empty] | R507 | 774 | 14.9149 | 14
[24 empty] | R507 | 775 | 15.2197 | 15
[24 empty] | R507 | 776 | 15.5273 | 16
[24 empty] | R507 | 777 | 15.8373 | 17
[24 empty] | R507 | 778 | 16.1499 | 18
[24 empty] | R507 | 779 | 16.4645 | 19
[24 empty] | R507 | 780 | 16.7815 | 20
[24 empty] | R507 | 781 | 17.1007 | 21
[24 empty] | R507 | 782 | 17.4217 | 22
[24 empty] | R507 | 783 | 17.7444 | 23
[24 empty] | R507 | 784 | 18.0688 | 24
[24 empty] | R507 | 785 | 18.3995 | 25
[24 empty] | R507 | 786 | 18.7274 | 26
[24 empty] | R507 | 787 | 19.0564 | 27
[24 empty] | R507 | 788 | 19.3864 | 28
[24 empty] | R507 | 789 | 19.7172 | 29
[24 empty] | R507 | 790 | 20.0486 | 30
[24 empty] | R507 | 791 | 20.3803 | 31
[24 empty] | R507 | 792 | 20.7122 | 32
[24 empty] | R507 | 793 | 21.044 | 33
[24 empty] | R507 | 794 | 21.3754 | 34
[24 empty] | R507 | 795 | 21.7061 | 35
[24 empty] | R507 | 796 | 22.0432 | 36
[24 empty] | R507 | 797 | 22.3722 | 37
[24 empty] | R507 | 798 | 22.6985 | 38
[24 empty] | R507 | 799 | 23.0242 | 39
[24 empty] | R507 | 800 | 23.3476 | 40
[24 empty] | R507 | 801 | 23.668 | 41
[24 empty] | R507 | 802 | 23.9851 | 42
[24 empty] | R507 | 803 | 24.3071 | 43
[24 empty] | R507 | 804 | 24.6172 | 44
[24 empty] | R507 | 805 | 24.9222 | 45
[24 empty] | R507 | 806 | 25.2215 | 46
[24 empty] | R507 | 807 | 25.5144 | 47
[24 empty] | R507 | 808 | 25.8098 | 48
[24 empty] | R507 | 809 | 26.0909 | 49
[24 empty] | R507 | 810 | 26.3637 | 50
[24 empty] | R507 | 811 | 26.624 | 51
[24 empty] | R507 | 812 | 26.8838 | 52
[24 empty] | R507 | 813 | 27.1217 | 53
[24 empty] | R507 | 814 | 27.345 | 54
[24 empty] | R507 | 815 | 27.5638 | 55
[24 empty] | R507 | 816 | 27.7545 | 56
[24 empty] | R507 | 817 | 27.936 | 57
[24 empty] | R507 | 818 | 28.0809 | 58
[24 empty] | R507 | 819 | 28.2183 | 59
[24 empty] | R507 | 820 | 28.3228 | 60
[24 empty] | R507 | 821 | 28.3828 | 61
[24 empty] | R507 | 822 | 28.4147 | 62
[24 empty] | R507 | 823 | 28.412 | 63
[24 empty] | R507 | 824 | 28.3435 | 64
[24 empty] | R507 | 825 | 28.2183 | 65

## Suction duty
Usage: Select refrigerant and fill yellow fields with your desired conditions.
Error messages: N/A in Po or PC fields is indicating that normal operating conditions of refrigerant are exceeded.
Project:
|  |  | Suction Duty | [25 empty] | -50 | -49 | -48 | -47 | -46 | -45 | -44 | -43 | -42 | -41 | -40 | -39 | -38 | -37 | -36 | -35 | -34 | -33 | -32 | -31 | -30 | -29 | -28 | -27 | -26 | -25 | -24 | -23 | -22 | -21 | -20 | -19 | -18 | -17 | -16 | -15 | -14 | -13 | -12 | -11 | -10 | -9 | -8 | -7 | -6 | -5 | -4 | -3 | -2 | -1 | 0 | 1 | 2 | 3 | 4 | 5 | 6 | 7 | 8 | 9 | 10
[20 empty] | 3 | 6 | 4 |  |  |  | R124 | 50 | 50 | #N/A | #N/A | #N/A | #N/A | #N/A | #N/A | #N/A | #N/A | #N/A | #N/A | #N/A | #N/A | #N/A | #N/A | #N/A | #N/A | #N/A | #N/A | #N/A | #N/A | #N/A | #N/A | #N/A | #N/A | #N/A | #N/A | #N/A | #N/A | #N/A | #N/A | #N/A | #N/A | #N/A | #N/A | #N/A | #N/A | #N/A | #N/A | #N/A | #N/A | #N/A | #N/A | #N/A | #N/A | #N/A | #N/A | #N/A | #N/A | #N/A | #N/A | #N/A | #N/A | #N/A | #N/A | #N/A | #N/A | #N/A | #N/A | #N/A | #N/A | #N/A
Refrigerant: | R404A | [19 empty] | 2 | R410A |  |  |  | R124 | 51 | 51 | #N/A | #N/A | #N/A | #N/A | #N/A | #N/A | #N/A | #N/A | #N/A | #N/A | #N/A | #N/A | #N/A | #N/A | #N/A | #N/A | #N/A | #N/A | #N/A | #N/A | #N/A | #N/A | #N/A | #N/A | #N/A | #N/A | #N/A | #N/A | #N/A | #N/A | #N/A | #N/A | #N/A | #N/A | #N/A | #N/A | #N/A | #N/A | #N/A | #N/A | #N/A | #N/A | #N/A | #N/A | #N/A | #N/A | #N/A | #N/A | #N/A | #N/A | #N/A | #N/A | #N/A | #N/A | #N/A | #N/A | #N/A | #N/A | #N/A | #N/A | #N/A
[13 empty] | 5.8804 | 398 | 477 | [5 empty] | 3 | R134a |  |  |  | R124 | 52 | 52 | #N/A | #N/A | #N/A | #N/A | #N/A | #N/A | #N/A | #N/A | #N/A | #N/A | #N/A | #N/A | #N/A | #N/A | #N/A | #N/A | #N/A | #N/A | #N/A | #N/A | #N/A | #N/A | #N/A | #N/A | #N/A | #N/A | #N/A | #N/A | #N/A | #N/A | #N/A | #N/A | #N/A | #N/A | #N/A | #N/A | #N/A | #N/A | #N/A | #N/A | #N/A | #N/A | #N/A | #N/A | #N/A | #N/A | #N/A | #N/A | #N/A | #N/A | #N/A | #N/A | #N/A | #N/A | #N/A | #N/A | #N/A | #N/A | #N/A | #N/A | #N/A
Evaporating temperature | To: | 4 | °C |  | Po= | 6.8478 | bar | [13 empty] | 4 | R22 |  |  |  | R124 | 53 | 53 | #N/A | #N/A | #N/A | #N/A | #N/A | #N/A | #N/A | #N/A | #N/A | #N/A | #N/A | #N/A | #N/A | #N/A | #N/A | #N/A | #N/A | #N/A | #N/A | #N/A | #N/A | #N/A | #N/A | #N/A | #N/A | #N/A | #N/A | #N/A | #N/A | #N/A | #N/A | #N/A | #N/A | #N/A | #N/A | #N/A | #N/A | #N/A | #N/A | #N/A | #N/A | #N/A | #N/A | #N/A | #N/A | #N/A | #N/A | #N/A | #N/A | #N/A | #N/A | #N/A | #N/A | #N/A | #N/A | #N/A | #N/A | #N/A | #N/A | #N/A | #N/A
#VALUE! | [20 empty] | 6 | R404A |  |  |  | R124 | 54 | 54 | #N/A | #N/A | #N/A | #N/A | #N/A | #N/A | #N/A | #N/A | #N/A | #N/A | #N/A | #N/A | #N/A | #N/A | #N/A | #N/A | #N/A | #N/A | #N/A | #N/A | #N/A | #N/A | #N/A | #N/A | #N/A | #N/A | #N/A | #N/A | #N/A | #N/A | #N/A | #N/A | #N/A | #N/A | #N/A | #N/A | #N/A | #N/A | #N/A | #N/A | #N/A | #N/A | #N/A | #N/A | #N/A | #N/A | #N/A | #N/A | #N/A | #N/A | #N/A | #N/A | #N/A | #N/A | #N/A | #N/A | #N/A | #N/A | #N/A | #N/A | #N/A
[21 empty] | 7 | R507 |  |  |  | R124 | 55 | 55 | #N/A | #N/A | #N/A | #N/A | #N/A | #N/A | #N/A | #N/A | #N/A | #N/A | #N/A | #N/A | #N/A | #N/A | #N/A | #N/A | #N/A | #N/A | #N/A | #N/A | #N/A | #N/A | #N/A | #N/A | #N/A | #N/A | #N/A | #N/A | #N/A | #N/A | #N/A | #N/A | #N/A | #N/A | #N/A | #N/A | #N/A | #N/A | #N/A | #N/A | #N/A | #N/A | #N/A | #N/A | #N/A | #N/A | #N/A | #N/A | #N/A | #N/A | #N/A | #N/A | #N/A | #N/A | #N/A | #N/A | #N/A | #N/A | #N/A | #N/A | #N/A
Condensing temperature | Tc: | 38 | °C |  | Pc= | 17.4704 | bar |  |  |  |  | R124 | R134a | R22 | R23 | R404A | R407C | R410A | R507 | R744 | 9 | R407C |  |  |  | R124 | 56 | 56 | #N/A | #N/A | #N/A | #N/A | #N/A | #N/A | #N/A | #N/A | #N/A | #N/A | #N/A | #N/A | #N/A | #N/A | #N/A | #N/A | #N/A | #N/A | #N/A | #N/A | #N/A | #N/A | #N/A | #N/A | #N/A | #N/A | #N/A | #N/A | #N/A | #N/A | #N/A | #N/A | #N/A | #N/A | #N/A | #N/A | #N/A | #N/A | #N/A | #N/A | #N/A | #N/A | #N/A | #N/A | #N/A | #N/A | #N/A | #N/A | #N/A | #N/A | #N/A | #N/A | #N/A | #N/A | #N/A | #N/A | #N/A | #N/A | #N/A | #N/A | #N/A
#VALUE! | [11 empty] | 0 | 0 | 0 | 0 | 2 | 0 | 0 | 0 | 0 | 10 |  |  |  |  | R124 | 57 | 57 | #N/A | #N/A | #N/A | #N/A | #N/A | #N/A | #N/A | #N/A | #N/A | #N/A | #N/A | #N/A | #N/A | #N/A | #N/A | #N/A | #N/A | #N/A | #N/A | #N/A | #N/A | #N/A | #N/A | #N/A | #N/A | #N/A | #N/A | #N/A | #N/A | #N/A | #N/A | #N/A | #N/A | #N/A | #N/A | #N/A | #N/A | #N/A | #N/A | #N/A | #N/A | #N/A | #N/A | #N/A | #N/A | #N/A | #N/A | #N/A | #N/A | #N/A | #N/A | #N/A | #N/A | #N/A | #N/A | #N/A | #N/A | #N/A | #N/A | #N/A | #N/A
[12 empty] | #N/A | #N/A | #N/A | #N/A | EX7 | #N/A | #N/A | #N/A | #N/A | 11 |  |  |  |  | R124 | 58 | 58 | #N/A | #N/A | #N/A | #N/A | #N/A | #N/A | #N/A | #N/A | #N/A | #N/A | #N/A | #N/A | #N/A | #N/A | #N/A | #N/A | #N/A | #N/A | #N/A | #N/A | #N/A | #N/A | #N/A | #N/A | #N/A | #N/A | #N/A | #N/A | #N/A | #N/A | #N/A | #N/A | #N/A | #N/A | #N/A | #N/A | #N/A | #N/A | #N/A | #N/A | #N/A | #N/A | #N/A | #N/A | #N/A | #N/A | #N/A | #N/A | #N/A | #N/A | #N/A | #N/A | #N/A | #N/A | #N/A | #N/A | #N/A | #N/A | #N/A | #N/A | #N/A
Subcooling | DTsub: | 1 | K | [17 empty] | 12 |  |  |  |  | R124 | 59 | 59 | #N/A | #N/A | #N/A | #N/A | #N/A | #N/A | #N/A | #N/A | #N/A | #N/A | #N/A | #N/A | #N/A | #N/A | #N/A | #N/A | #N/A | #N/A | #N/A | #N/A | #N/A | #N/A | #N/A | #N/A | #N/A | #N/A | #N/A | #N/A | #N/A | #N/A | #N/A | #N/A | #N/A | #N/A | #N/A | #N/A | #N/A | #N/A | #N/A | #N/A | #N/A | #N/A | #N/A | #N/A | #N/A | #N/A | #N/A | #N/A | #N/A | #N/A | #N/A | #N/A | #N/A | #N/A | #N/A | #N/A | #N/A | #N/A | #N/A | #N/A | #N/A
[26 empty] | R124 | 60 | 60 | #N/A | #N/A | #N/A | #N/A | #N/A | #N/A | #N/A | #N/A | #N/A | #N/A | #N/A | #N/A | #N/A | #N/A | #N/A | #N/A | #N/A | #N/A | #N/A | #N/A | #N/A | #N/A | #N/A | #N/A | #N/A | #N/A | #N/A | #N/A | #N/A | #N/A | #N/A | #N/A | #N/A | #N/A | #N/A | #N/A | #N/A | #N/A | #N/A | #N/A | #N/A | #N/A | #N/A | #N/A | #N/A | #N/A | #N/A | #N/A | #N/A | #N/A | #N/A | #N/A | #N/A | #N/A | #N/A | #N/A | #N/A | #N/A | #N/A | #N/A | #N/A | EX5 | EX6 | EX7 | EX8
[26 empty] | R124 | 61 | 61 | #N/A | #N/A | #N/A | #N/A | #N/A | #N/A | #N/A | #N/A | #N/A | #N/A | #N/A | #N/A | #N/A | #N/A | #N/A | #N/A | #N/A | #N/A | #N/A | #N/A | #N/A | #N/A | #N/A | #N/A | #N/A | #N/A | #N/A | #N/A | #N/A | #N/A | #N/A | #N/A | #N/A | #N/A | #N/A | #N/A | #N/A | #N/A | #N/A | #N/A | #N/A | #N/A | #N/A | #N/A | #N/A | #N/A | #N/A | #N/A | #N/A | #N/A | #N/A | #N/A | #N/A | #N/A | #N/A | #N/A | #N/A | #N/A | #N/A | #N/A | #N/A
Liquid temperature | Tliquid: | 37 | °C | [22 empty] | R124 | 62 | 62 | #N/A | #N/A | #N/A | #N/A | #N/A | #N/A | #N/A | #N/A | #N/A | #N/A | #N/A | #N/A | #N/A | #N/A | #N/A | #N/A | #N/A | #N/A | #N/A | #N/A | #N/A | #N/A | #N/A | #N/A | #N/A | #N/A | #N/A | #N/A | #N/A | #N/A | #N/A | #N/A | #N/A | #N/A | #N/A | #N/A | #N/A | #N/A | #N/A | #N/A | #N/A | #N/A | #N/A | #N/A | #N/A | #N/A | #N/A | #N/A | #N/A | #N/A | #N/A | #N/A | #N/A | #N/A | #N/A | #N/A | #N/A | #N/A | #N/A | #N/A | #N/A
#VALUE! | [25 empty] | R124 | 63 | 63 | #N/A | #N/A | #N/A | #N/A | #N/A | #N/A | #N/A | #N/A | #N/A | #N/A | #N/A | #N/A | #N/A | #N/A | #N/A | #N/A | #N/A | #N/A | #N/A | #N/A | #N/A | #N/A | #N/A | #N/A | #N/A | #N/A | #N/A | #N/A | #N/A | #N/A | #N/A | #N/A | #N/A | #N/A | #N/A | #N/A | #N/A | #N/A | #N/A | #N/A | #N/A | #N/A | #N/A | #N/A | #N/A | #N/A | #N/A | #N/A | #N/A | #N/A | #N/A | #N/A | #N/A | #N/A | #N/A | #N/A | #N/A | #N/A | #N/A | #N/A | #N/A
[20 empty] | 1 | 2 |  |  |  |  | R124 | 64 | 64 | #N/A | #N/A | #N/A | #N/A | #N/A | #N/A | #N/A | #N/A | #N/A | #N/A | #N/A | #N/A | #N/A | #N/A | #N/A | #N/A | #N/A | #N/A | #N/A | #N/A | #N/A | #N/A | #N/A | #N/A | #N/A | #N/A | #N/A | #N/A | #N/A | #N/A | #N/A | #N/A | #N/A | #N/A | #N/A | #N/A | #N/A | #N/A | #N/A | #N/A | #N/A | #N/A | #N/A | #N/A | #N/A | #N/A | #N/A | #N/A | #N/A | #N/A | #N/A | #N/A | #N/A | #N/A | #N/A | #N/A | #N/A | #N/A | #N/A | #N/A | #N/A
Evaporator cooling capacity | Q0: | 10 | kW | [16 empty] | R124 | 0 |  |  |  |  | R124 | 65 | 65 | #N/A | #N/A | #N/A | #N/A | #N/A | #N/A | #N/A | #N/A | #N/A | #N/A | #N/A | #N/A | #N/A | #N/A | #N/A | #N/A | #N/A | #N/A | #N/A | #N/A | #N/A | #N/A | #N/A | #N/A | #N/A | #N/A | #N/A | #N/A | #N/A | #N/A | #N/A | #N/A | #N/A | #N/A | #N/A | #N/A | #N/A | #N/A | #N/A | #N/A | #N/A | #N/A | #N/A | #N/A | #N/A | #N/A | #N/A | #N/A | #N/A | #N/A | #N/A | #N/A | #N/A | #N/A | #N/A | #N/A | #N/A | #N/A | #N/A | #N/A | #N/A
#VALUE! | [6 empty] | Maximum valve capacity at selected conditions (kW) | chybové hlásení : N/A v poli Po nebo Pc znamená podmínky mimo moznosti chladiva | Сообщение об ошибке: знак "N/A" в полях Po или Pс указывает на выход за пределы нормальных рабочих условий для хладагента | 错误信息: Po或Pc如显示N/A, 表示已超出冷媒的正常工况. | [9 empty] | R134a | 120 |  |  |  |  | R124 | 66 | 66 | #N/A | #N/A | #N/A | #N/A | #N/A | #N/A | #N/A | #N/A | #N/A | #N/A | #N/A | #N/A | #N/A | #N/A | #N/A | #N/A | #N/A | #N/A | #N/A | #N/A | #N/A | #N/A | #N/A | #N/A | #N/A | #N/A | #N/A | #N/A | #N/A | #N/A | #N/A | #N/A | #N/A | #N/A | #N/A | #N/A | #N/A | #N/A | #N/A | #N/A | #N/A | #N/A | #N/A | #N/A | #N/A | #N/A | #N/A | #N/A | #N/A | #N/A | #N/A | #N/A | #N/A | #N/A | #N/A | #N/A | #N/A | #N/A | #N/A | #N/A | #N/A
[7 empty] | Błąd: N/A w polach Po lub PC wskazuje przekroczenie normalnych warunków pracy czynnika. | chybové hlásení : N/A v poli Po nebo Pc znamená podmínky mimo moznosti chladiva | Сообщение об ошибке: знак "N/A" в полях Po или Pс указывает на выход за пределы нормальных рабочих условий для хладагента | 错误信息: Po或Pc如显示N/A, 表示已超出冷媒的正常工况. | [9 empty] | R22 | 260 |  |  |  |  | R124 | 67 | 67 | #N/A | #N/A | #N/A | #N/A | #N/A | #N/A | #N/A | #N/A | #N/A | #N/A | #N/A | #N/A | #N/A | #N/A | #N/A | #N/A | #N/A | #N/A | #N/A | #N/A | #N/A | #N/A | #N/A | #N/A | #N/A | #N/A | #N/A | #N/A | #N/A | #N/A | #N/A | #N/A | #N/A | #N/A | #N/A | #N/A | #N/A | #N/A | #N/A | #N/A | #N/A | #N/A | #N/A | #N/A | #N/A | #N/A | #N/A | #N/A | #N/A | #N/A | #N/A | #N/A | #N/A | #N/A | #N/A | #N/A | #N/A | #N/A | #N/A | #N/A | #N/A
Desired pressure drop across valve | Evaporator cooling capacity | 0.3 | bar |  |  |  | High performance stepper motor driven valves | [12 empty] | R23 | 390 |  |  |  |  | R124 | 68 | 68 | #N/A | #N/A | #N/A | #N/A | #N/A | #N/A | #N/A | #N/A | #N/A | #N/A | #N/A | #N/A | #N/A | #N/A | #N/A | #N/A | #N/A | #N/A | #N/A | #N/A | #N/A | #N/A | #N/A | #N/A | #N/A | #N/A | #N/A | #N/A | #N/A | #N/A | #N/A | #N/A | #N/A | #N/A | #N/A | #N/A | #N/A | #N/A | #N/A | #N/A | #N/A | #N/A | #N/A | #N/A | #N/A | #N/A | #N/A | #N/A | #N/A | #N/A | #N/A | #N/A | #N/A | #N/A | #N/A | #N/A | #N/A | #N/A | #N/A | #N/A | #N/A
#VALUE! | Error messages: N/A in Po or PC fields is indicating that normal operating conditions of refrigerant are exceeded. | [18 empty] | R404A | 440 |  |  |  |  | R124 | 69 | 69 | #N/A | #N/A | #N/A | #N/A | #N/A | #N/A | #N/A | #N/A | #N/A | #N/A | #N/A | #N/A | #N/A | #N/A | #N/A | #N/A | #N/A | #N/A | #N/A | #N/A | #N/A | #N/A | #N/A | #N/A | #N/A | #N/A | #N/A | #N/A | #N/A | #N/A | #N/A | #N/A | #N/A | #N/A | #N/A | #N/A | #N/A | #N/A | #N/A | #N/A | #N/A | #N/A | #N/A | #N/A | #N/A | #N/A | #N/A | #N/A | #N/A | #N/A | #N/A | #N/A | #N/A | #N/A | #N/A | #N/A | #N/A | #N/A | #N/A | #N/A | #N/A
[7 empty] | Type | R404A | Order Nr.: |  |  |  | Ventilkonstanten | [6 empty] | R407C | 520 |  |  |  |  | R124 | 70 | 70 | #N/A | #N/A | #N/A | #N/A | #N/A | #N/A | #N/A | #N/A | #N/A | #N/A | #N/A | #N/A | #N/A | #N/A | #N/A | #N/A | #N/A | #N/A | #N/A | #N/A | #N/A | #N/A | #N/A | #N/A | #N/A | #N/A | #N/A | #N/A | #N/A | #N/A | #N/A | #N/A | #N/A | #N/A | #N/A | #N/A | #N/A | #N/A | #N/A | #N/A | #N/A | #N/A | #N/A | #N/A | #N/A | #N/A | #N/A | #N/A | #N/A | #N/A | #N/A | #N/A | #N/A | #N/A | #N/A | #N/A | #N/A | #N/A | #N/A | #N/A | #N/A
Your choice |  | Type |  | Ratio % |  |  | EX8-M21 | 54.5934 | 801 964 |  |  |  | 16.95 | [6 empty] | R410A | 640 |  |  |  |  | R124 | 71 | 71 | #N/A | #N/A | #N/A | #N/A | #N/A | #N/A | #N/A | #N/A | #N/A | #N/A | #N/A | #N/A | #N/A | #N/A | #N/A | #N/A | #N/A | #N/A | #N/A | #N/A | #N/A | #N/A | #N/A | #N/A | #N/A | #N/A | #N/A | #N/A | #N/A | #N/A | #N/A | #N/A | #N/A | #N/A | #N/A | #N/A | #N/A | #N/A | #N/A | #N/A | #N/A | #N/A | #N/A | #N/A | #N/A | #N/A | #N/A | #N/A | #N/A | #N/A | #N/A | #N/A | #N/A | #N/A | #N/A | #N/A | #N/A | #N/A | #N/A | #N/A | #N/A
Electrical control valve: |  | EX7 |  | 55.64% |  |  | EX7-U21 | 17.9723 | 801 686 |  |  |  | 5.58 | [6 empty] | R507 | 760 |  |  |  |  | R124 | 72 | 72 | #N/A | #N/A | #N/A | #N/A | #N/A | #N/A | #N/A | #N/A | #N/A | #N/A | #N/A | #N/A | #N/A | #N/A | #N/A | #N/A | #N/A | #N/A | #N/A | #N/A | #N/A | #N/A | #N/A | #N/A | #N/A | #N/A | #N/A | #N/A | #N/A | #N/A | #N/A | #N/A | #N/A | #N/A | #N/A | #N/A | #N/A | #N/A | #N/A | #N/A | #N/A | #N/A | #N/A | #N/A | #N/A | #N/A | #N/A | #N/A | #N/A | #N/A | #N/A | #N/A | #N/A | #N/A | #N/A | #N/A | #N/A | #N/A | #N/A | #N/A | #N/A
[7 empty] | EX6-M21 | 5.0567 | 800 611 |  |  |  | 1.57 | [6 empty] | R744 | 870 |  |  |  |  | R124 | 73 | 73 | #N/A | #N/A | #N/A | #N/A | #N/A | #N/A | #N/A | #N/A | #N/A | #N/A | #N/A | #N/A | #N/A | #N/A | #N/A | #N/A | #N/A | #N/A | #N/A | #N/A | #N/A | #N/A | #N/A | #N/A | #N/A | #N/A | #N/A | #N/A | #N/A | #N/A | #N/A | #N/A | #N/A | #N/A | #N/A | #N/A | #N/A | #N/A | #N/A | #N/A | #N/A | #N/A | #N/A | #N/A | #N/A | #N/A | #N/A | #N/A | #N/A | #N/A | #N/A | #N/A | #N/A | #N/A | #N/A | #N/A | #N/A | #N/A | #N/A | #N/A | #N/A
|  | Controller for ECV: | EXD-U00 |  |  |  | EX5-U21 | 2.1741 | 800 600 |  |  |  | 0.675 | [12 empty] | R124 | 74 | 74 | #N/A | #N/A | #N/A | #N/A | #N/A | #N/A | #N/A | #N/A | #N/A | #N/A | #N/A | #N/A | #N/A | #N/A | #N/A | #N/A | #N/A | #N/A | #N/A | #N/A | #N/A | #N/A | #N/A | #N/A | #N/A | #N/A | #N/A | #N/A | #N/A | #N/A | #N/A | #N/A | #N/A | #N/A | #N/A | #N/A | #N/A | #N/A | #N/A | #N/A | #N/A | #N/A | #N/A | #N/A | #N/A | #N/A | #N/A | #N/A | #N/A | #N/A | #N/A | #N/A | #N/A | #N/A | #N/A | #N/A | #N/A | #N/A | #N/A | #N/A | #N/A
|  | Order Nr.: | 804 557 | [22 empty] | R124 | 75 | 75 | #N/A | #N/A | #N/A | #N/A | #N/A | #N/A | #N/A | #N/A | #N/A | #N/A | #N/A | #N/A | #N/A | #N/A | #N/A | #N/A | #N/A | #N/A | #N/A | #N/A | #N/A | #N/A | #N/A | #N/A | #N/A | #N/A | #N/A | #N/A | #N/A | #N/A | #N/A | #N/A | #N/A | #N/A | #N/A | #N/A | #N/A | #N/A | #N/A | #N/A | #N/A | #N/A | #N/A | #N/A | #N/A | #N/A | #N/A | #N/A | #N/A | #N/A | #N/A | #N/A | #N/A | #N/A | #N/A | #N/A | #N/A | #N/A | #N/A | #N/A | #N/A
[26 empty] | R124 | 76 | 76 | #N/A | #N/A | #N/A | #N/A | #N/A | #N/A | #N/A | #N/A | #N/A | #N/A | #N/A | #N/A | #N/A | #N/A | #N/A | #N/A | #N/A | #N/A | #N/A | #N/A | #N/A | #N/A | #N/A | #N/A | #N/A | #N/A | #N/A | #N/A | #N/A | #N/A | #N/A | #N/A | #N/A | #N/A | #N/A | #N/A | #N/A | #N/A | #N/A | #N/A | #N/A | #N/A | #N/A | #N/A | #N/A | #N/A | #N/A | #N/A | #N/A | #N/A | #N/A | #N/A | #N/A | #N/A | #N/A | #N/A | #N/A | #N/A | #N/A | #N/A | #N/A
[26 empty] | R124 | 77 | 77 | #N/A | #N/A | #N/A | #N/A | #N/A | #N/A | #N/A | #N/A | #N/A | #N/A | #N/A | #N/A | #N/A | #N/A | #N/A | #N/A | #N/A | #N/A | #N/A | #N/A | #N/A | #N/A | #N/A | #N/A | #N/A | #N/A | #N/A | #N/A | #N/A | #N/A | #N/A | #N/A | #N/A | #N/A | #N/A | #N/A | #N/A | #N/A | #N/A | #N/A | #N/A | #N/A | #N/A | #N/A | #N/A | #N/A | #N/A | #N/A | #N/A | #N/A | #N/A | #N/A | #N/A | #N/A | #N/A | #N/A | #N/A | #N/A | #N/A | #N/A | #N/A
[26 empty] | R124 | 78 | 78 | #N/A | #N/A | #N/A | #N/A | #N/A | #N/A | #N/A | #N/A | #N/A | #N/A | #N/A | #N/A | #N/A | #N/A | #N/A | #N/A | #N/A | #N/A | #N/A | #N/A | #N/A | #N/A | #N/A | #N/A | #N/A | #N/A | #N/A | #N/A | #N/A | #N/A | #N/A | #N/A | #N/A | #N/A | #N/A | #N/A | #N/A | #N/A | #N/A | #N/A | #N/A | #N/A | #N/A | #N/A | #N/A | #N/A | #N/A | #N/A | #N/A | #N/A | #N/A | #N/A | #N/A | #N/A | #N/A | #N/A | #N/A | #N/A | #N/A | #N/A | #N/A
[26 empty] | R124 | 79 | 79 | #N/A | #N/A | #N/A | #N/A | #N/A | #N/A | #N/A | #N/A | #N/A | #N/A | #N/A | #N/A | #N/A | #N/A | #N/A | #N/A | #N/A | #N/A | #N/A | #N/A | #N/A | #N/A | #N/A | #N/A | #N/A | #N/A | #N/A | #N/A | #N/A | #N/A | #N/A | #N/A | #N/A | #N/A | #N/A | #N/A | #N/A | #N/A | #N/A | #N/A | #N/A | #N/A | #N/A | #N/A | #N/A | #N/A | #N/A | #N/A | #N/A | #N/A | #N/A | #N/A | #N/A | #N/A | #N/A | #N/A | #N/A | #N/A | #N/A | #N/A | #N/A
Suction Duty | Project: | Project: | Project: | Project: | Project: | Project: | Project: | [18 empty] | R124 | 80 | 80 | #N/A | #N/A | #N/A | #N/A | #N/A | #N/A | #N/A | #N/A | #N/A | #N/A | #N/A | #N/A | #N/A | #N/A | #N/A | #N/A | #N/A | #N/A | #N/A | #N/A | #N/A | #N/A | #N/A | #N/A | #N/A | #N/A | #N/A | #N/A | #N/A | #N/A | #N/A | #N/A | #N/A | #N/A | #N/A | #N/A | #N/A | #N/A | #N/A | #N/A | #N/A | #N/A | #N/A | #N/A | #N/A | #N/A | #N/A | #N/A | #N/A | #N/A | #N/A | #N/A | #N/A | #N/A | #N/A | #N/A | #N/A | #N/A | #N/A | #N/A | #N/A
Note: | [25 empty] | R124 | 81 | 81 | #N/A | #N/A | #N/A | #N/A | #N/A | #N/A | #N/A | #N/A | #N/A | #N/A | #N/A | #N/A | #N/A | #N/A | #N/A | #N/A | #N/A | #N/A | #N/A | #N/A | #N/A | #N/A | #N/A | #N/A | #N/A | #N/A | #N/A | #N/A | #N/A | #N/A | #N/A | #N/A | #N/A | #N/A | #N/A | #N/A | #N/A | #N/A | #N/A | #N/A | #N/A | #N/A | #N/A | #N/A | #N/A | #N/A | #N/A | #N/A | #N/A | #N/A | #N/A | #N/A | #N/A | #N/A | #N/A | #N/A | #N/A | #N/A | #N/A | #N/A | #N/A
[26 empty] | R124 | 82 | 82 | #N/A | #N/A | #N/A | #N/A | #N/A | #N/A | #N/A | #N/A | #N/A | #N/A | #N/A | #N/A | #N/A | #N/A | #N/A | #N/A | #N/A | #N/A | #N/A | #N/A | #N/A | #N/A | #N/A | #N/A | #N/A | #N/A | #N/A | #N/A | #N/A | #N/A | #N/A | #N/A | #N/A | #N/A | #N/A | #N/A | #N/A | #N/A | #N/A | #N/A | #N/A | #N/A | #N/A | #N/A | #N/A | #N/A | #N/A | #N/A | #N/A | #N/A | #N/A | #N/A | #N/A | #N/A | #N/A | #N/A | #N/A | #N/A | #N/A | #N/A | #N/A
[26 empty] | R124 | 83 | 83 | #N/A | #N/A | #N/A | #N/A | #N/A | #N/A | #N/A | #N/A | #N/A | #N/A | #N/A | #N/A | #N/A | #N/A | #N/A | #N/A | #N/A | #N/A | #N/A | #N/A | #N/A | #N/A | #N/A | #N/A | #N/A | #N/A | #N/A | #N/A | #N/A | #N/A | #N/A | #N/A | #N/A | #N/A | #N/A | #N/A | #N/A | #N/A | #N/A | #N/A | #N/A | #N/A | #N/A | #N/A | #N/A | #N/A | #N/A | #N/A | #N/A | #N/A | #N/A | #N/A | #N/A | #N/A | #N/A | #N/A | #N/A | #N/A | #N/A | #N/A | #N/A
[26 empty] | R124 | 84 | 84 | #N/A | #N/A | #N/A | #N/A | #N/A | #N/A | #N/A | #N/A | #N/A | #N/A | #N/A | #N/A | #N/A | #N/A | #N/A | #N/A | #N/A | #N/A | #N/A | #N/A | #N/A | #N/A | #N/A | #N/A | #N/A | #N/A | #N/A | #N/A | #N/A | #N/A | #N/A | #N/A | #N/A | #N/A | #N/A | #N/A | #N/A | #N/A | #N/A | #N/A | #N/A | #N/A | #N/A | #N/A | #N/A | #N/A | #N/A | #N/A | #N/A | #N/A | #N/A | #N/A | #N/A | #N/A | #N/A | #N/A | #N/A | #N/A | #N/A | #N/A | #N/A
[26 empty] | R124 | 85 | 85 | #N/A | #N/A | #N/A | #N/A | #N/A | #N/A | #N/A | #N/A | #N/A | #N/A | #N/A | #N/A | #N/A | #N/A | #N/A | #N/A | #N/A | #N/A | #N/A | #N/A | #N/A | #N/A | #N/A | #N/A | #N/A | #N/A | #N/A | #N/A | #N/A | #N/A | #N/A | #N/A | #N/A | #N/A | #N/A | #N/A | #N/A | #N/A | #N/A | #N/A | #N/A | #N/A | #N/A | #N/A | #N/A | #N/A | #N/A | #N/A | #N/A | #N/A | #N/A | #N/A | #N/A | #N/A | #N/A | #N/A | #N/A | #N/A | #N/A | #N/A | #N/A
[26 empty] | R124 | 86 | 86 | #N/A | #N/A | #N/A | #N/A | #N/A | #N/A | #N/A | #N/A | #N/A | #N/A | #N/A | #N/A | #N/A | #N/A | #N/A | #N/A | #N/A | #N/A | #N/A | #N/A | #N/A | #N/A | #N/A | #N/A | #N/A | #N/A | #N/A | #N/A | #N/A | #N/A | #N/A | #N/A | #N/A | #N/A | #N/A | #N/A | #N/A | #N/A | #N/A | #N/A | #N/A | #N/A | #N/A | #N/A | #N/A | #N/A | #N/A | #N/A | #N/A | #N/A | #N/A | #N/A | #N/A | #N/A | #N/A | #N/A | #N/A | #N/A | #N/A | #N/A | #N/A
[26 empty] | R124 | 87 | 87 | #N/A | #N/A | #N/A | #N/A | #N/A | #N/A | #N/A | #N/A | #N/A | #N/A | #N/A | #N/A | #N/A | #N/A | #N/A | #N/A | #N/A | #N/A | #N/A | #N/A | #N/A | #N/A | #N/A | #N/A | #N/A | #N/A | #N/A | #N/A | #N/A | #N/A | #N/A | #N/A | #N/A | #N/A | #N/A | #N/A | #N/A | #N/A | #N/A | #N/A | #N/A | #N/A | #N/A | #N/A | #N/A | #N/A | #N/A | #N/A | #N/A | #N/A | #N/A | #N/A | #N/A | #N/A | #N/A | #N/A | #N/A | #N/A | #N/A | #N/A | #N/A
[26 empty] | R124 | 88 | 88 | #N/A | #N/A | #N/A | #N/A | #N/A | #N/A | #N/A | #N/A | #N/A | #N/A | #N/A | #N/A | #N/A | #N/A | #N/A | #N/A | #N/A | #N/A | #N/A | #N/A | #N/A | #N/A | #N/A | #N/A | #N/A | #N/A | #N/A | #N/A | #N/A | #N/A | #N/A | #N/A | #N/A | #N/A | #N/A | #N/A | #N/A | #N/A | #N/A | #N/A | #N/A | #N/A | #N/A | #N/A | #N/A | #N/A | #N/A | #N/A | #N/A | #N/A | #N/A | #N/A | #N/A | #N/A | #N/A | #N/A | #N/A | #N/A | #N/A | #N/A | #N/A
[26 empty] | R124 | 89 | 89 | #N/A | #N/A | #N/A | #N/A | #N/A | #N/A | #N/A | #N/A | #N/A | #N/A | #N/A | #N/A | #N/A | #N/A | #N/A | #N/A | #N/A | #N/A | #N/A | #N/A | #N/A | #N/A | #N/A | #N/A | #N/A | #N/A | #N/A | #N/A | #N/A | #N/A | #N/A | #N/A | #N/A | #N/A | #N/A | #N/A | #N/A | #N/A | #N/A | #N/A | #N/A | #N/A | #N/A | #N/A | #N/A | #N/A | #N/A | #N/A | #N/A | #N/A | #N/A | #N/A | #N/A | #N/A | #N/A | #N/A | #N/A | #N/A | #N/A | #N/A | #N/A
[26 empty] | R124 | 90 | 90 | #N/A | #N/A | #N/A | #N/A | #N/A | #N/A | #N/A | #N/A | #N/A | #N/A | #N/A | #N/A | #N/A | #N/A | #N/A | #N/A | #N/A | #N/A | #N/A | #N/A | #N/A | #N/A | #N/A | #N/A | #N/A | #N/A | #N/A | #N/A | #N/A | #N/A | #N/A | #N/A | #N/A | #N/A | #N/A | #N/A | #N/A | #N/A | #N/A | #N/A | #N/A | #N/A | #N/A | #N/A | #N/A | #N/A | #N/A | #N/A | #N/A | #N/A | #N/A | #N/A | #N/A | #N/A | #N/A | #N/A | #N/A | #N/A | #N/A | #N/A | #N/A
[26 empty] | R124 | 91 | 91 | #N/A | #N/A | #N/A | #N/A | #N/A | #N/A | #N/A | #N/A | #N/A | #N/A | #N/A | #N/A | #N/A | #N/A | #N/A | #N/A | #N/A | #N/A | #N/A | #N/A | #N/A | #N/A | #N/A | #N/A | #N/A | #N/A | #N/A | #N/A | #N/A | #N/A | #N/A | #N/A | #N/A | #N/A | #N/A | #N/A | #N/A | #N/A | #N/A | #N/A | #N/A | #N/A | #N/A | #N/A | #N/A | #N/A | #N/A | #N/A | #N/A | #N/A | #N/A | #N/A | #N/A | #N/A | #N/A | #N/A | #N/A | #N/A | #N/A | #N/A | #N/A
[26 empty] | R124 | 92 | 92 | #N/A | #N/A | #N/A | #N/A | #N/A | #N/A | #N/A | #N/A | #N/A | #N/A | #N/A | #N/A | #N/A | #N/A | #N/A | #N/A | #N/A | #N/A | #N/A | #N/A | #N/A | #N/A | #N/A | #N/A | #N/A | #N/A | #N/A | #N/A | #N/A | #N/A | #N/A | #N/A | #N/A | #N/A | #N/A | #N/A | #N/A | #N/A | #N/A | #N/A | #N/A | #N/A | #N/A | #N/A | #N/A | #N/A | #N/A | #N/A | #N/A | #N/A | #N/A | #N/A | #N/A | #N/A | #N/A | #N/A | #N/A | #N/A | #N/A | #N/A | #N/A
[26 empty] | R124 | 93 | 93 | #N/A | #N/A | #N/A | #N/A | #N/A | #N/A | #N/A | #N/A | #N/A | #N/A | #N/A | #N/A | #N/A | #N/A | #N/A | #N/A | #N/A | #N/A | #N/A | #N/A | #N/A | #N/A | #N/A | #N/A | #N/A | #N/A | #N/A | #N/A | #N/A | #N/A | #N/A | #N/A | #N/A | #N/A | #N/A | #N/A | #N/A | #N/A | #N/A | #N/A | #N/A | #N/A | #N/A | #N/A | #N/A | #N/A | #N/A | #N/A | #N/A | #N/A | #N/A | #N/A | #N/A | #N/A | #N/A | #N/A | #N/A | #N/A | #N/A | #N/A | #N/A
ALCO CONTROLS is not to be held responsible for erroneous data regarding capacities, dimensions, applications, etc. stated herein. Products, specifications and data are subject to change without notice. The information given herein is based on technical data and tests which ALCO CONTROLS believes to be reliable and which are in compliance with technical knowledge of today. It is intended only for use by persons having the appropriate technical knowledge and skills, at their own discretion and risk. Since conditions of use are outside of ALCO'S control we can not assume any liability for results obtained or damages occurred due to improper application. | [25 empty] | R124 | 94 | 94 | #N/A | #N/A | #N/A | #N/A | #N/A | #N/A | #N/A | #N/A | #N/A | #N/A | #N/A | #N/A | #N/A | #N/A | #N/A | #N/A | #N/A | #N/A | #N/A | #N/A | #N/A | #N/A | #N/A | #N/A | #N/A | #N/A | #N/A | #N/A | #N/A | #N/A | #N/A | #N/A | #N/A | #N/A | #N/A | #N/A | #N/A | #N/A | #N/A | #N/A | #N/A | #N/A | #N/A | #N/A | #N/A | #N/A | #N/A | #N/A | #N/A | #N/A | #N/A | #N/A | #N/A | #N/A | #N/A | #N/A | #N/A | #N/A | #N/A | #N/A | #N/A
[26 empty] | R124 | 95 | 95 | #N/A | #N/A | #N/A | #N/A | #N/A | #N/A | #N/A | #N/A | #N/A | #N/A | #N/A | #N/A | #N/A | #N/A | #N/A | #N/A | #N/A | #N/A | #N/A | #N/A | #N/A | #N/A | #N/A | #N/A | #N/A | #N/A | #N/A | #N/A | #N/A | #N/A | #N/A | #N/A | #N/A | #N/A | #N/A | #N/A | #N/A | #N/A | #N/A | #N/A | #N/A | #N/A | #N/A | #N/A | #N/A | #N/A | #N/A | #N/A | #N/A | #N/A | #N/A | #N/A | #N/A | #N/A | #N/A | #N/A | #N/A | #N/A | #N/A | #N/A | #N/A
[26 empty] | R124 | 96 | 96 | #N/A | #N/A | #N/A | #N/A | #N/A | #N/A | #N/A | #N/A | #N/A | #N/A | #N/A | #N/A | #N/A | #N/A | #N/A | #N/A | #N/A | #N/A | #N/A | #N/A | #N/A | #N/A | #N/A | #N/A | #N/A | #N/A | #N/A | #N/A | #N/A | #N/A | #N/A | #N/A | #N/A | #N/A | #N/A | #N/A | #N/A | #N/A | #N/A | #N/A | #N/A | #N/A | #N/A | #N/A | #N/A | #N/A | #N/A | #N/A | #N/A | #N/A | #N/A | #N/A | #N/A | #N/A | #N/A | #N/A | #N/A | #N/A | #N/A | #N/A | #N/A
[26 empty] | R124 | 97 | 97 | #N/A | #N/A | #N/A | #N/A | #N/A | #N/A | #N/A | #N/A | #N/A | #N/A | #N/A | #N/A | #N/A | #N/A | #N/A | #N/A | #N/A | #N/A | #N/A | #N/A | #N/A | #N/A | #N/A | #N/A | #N/A | #N/A | #N/A | #N/A | #N/A | #N/A | #N/A | #N/A | #N/A | #N/A | #N/A | #N/A | #N/A | #N/A | #N/A | #N/A | #N/A | #N/A | #N/A | #N/A | #N/A | #N/A | #N/A | #N/A | #N/A | #N/A | #N/A | #N/A | #N/A | #N/A | #N/A | #N/A | #N/A | #N/A | #N/A | #N/A | #N/A
[26 empty] | R124 | 98 | 98 | #N/A | #N/A | #N/A | #N/A | #N/A | #N/A | #N/A | #N/A | #N/A | #N/A | #N/A | #N/A | #N/A | #N/A | #N/A | #N/A | #N/A | #N/A | #N/A | #N/A | #N/A | #N/A | #N/A | #N/A | #N/A | #N/A | #N/A | #N/A | #N/A | #N/A | #N/A | #N/A | #N/A | #N/A | #N/A | #N/A | #N/A | #N/A | #N/A | #N/A | #N/A | #N/A | #N/A | #N/A | #N/A | #N/A | #N/A | #N/A | #N/A | #N/A | #N/A | #N/A | #N/A | #N/A | #N/A | #N/A | #N/A | #N/A | #N/A | #N/A | #N/A
[26 empty] | R124 | 99 | 99 | #N/A | #N/A | #N/A | #N/A | #N/A | #N/A | #N/A | #N/A | #N/A | #N/A | #N/A | #N/A | #N/A | #N/A | #N/A | #N/A | #N/A | #N/A | #N/A | #N/A | #N/A | #N/A | #N/A | #N/A | #N/A | #N/A | #N/A | #N/A | #N/A | #N/A | #N/A | #N/A | #N/A | #N/A | #N/A | #N/A | #N/A | #N/A | #N/A | #N/A | #N/A | #N/A | #N/A | #N/A | #N/A | #N/A | #N/A | #N/A | #N/A | #N/A | #N/A | #N/A | #N/A | #N/A | #N/A | #N/A | #N/A | #N/A | #N/A | #N/A | #N/A
[26 empty] | R124 | 100 | 100 | #N/A | #N/A | #N/A | #N/A | #N/A | #N/A | #N/A | #N/A | #N/A | #N/A | #N/A | #N/A | #N/A | #N/A | #N/A | #N/A | #N/A | #N/A | #N/A | #N/A | #N/A | #N/A | #N/A | #N/A | #N/A | #N/A | #N/A | #N/A | #N/A | #N/A | #N/A | #N/A | #N/A | #N/A | #N/A | #N/A | #N/A | #N/A | #N/A | #N/A | #N/A | #N/A | #N/A | #N/A | #N/A | #N/A | #N/A | #N/A | #N/A | #N/A | #N/A | #N/A | #N/A | #N/A | #N/A | #N/A | #N/A | #N/A | #N/A | #N/A | #N/A
[26 empty] | R134a | -10 | 110 | #N/A | #N/A | #N/A | #N/A | #N/A | #N/A | #N/A | #N/A | #N/A | #N/A | #N/A | #N/A | #N/A | #N/A | #N/A | #N/A | #N/A | #N/A | #N/A | #N/A | #N/A | #N/A | #N/A | #N/A | #N/A | #N/A | #N/A | #N/A | #N/A | #N/A | #N/A | #N/A | #N/A | #N/A | #N/A | #N/A | #N/A | #N/A | #N/A | #N/A | #N/A | #N/A | #N/A | #N/A | #N/A | #N/A | #N/A | #N/A | #N/A | #N/A | #N/A | #N/A | #N/A | #N/A | #N/A | #N/A | #N/A | #N/A | #N/A | #N/A | #N/A
[26 empty] | R134a | -9 | 111 | #N/A | #N/A | #N/A | #N/A | #N/A | #N/A | #N/A | #N/A | #N/A | #N/A | #N/A | #N/A | #N/A | #N/A | #N/A | #N/A | #N/A | #N/A | #N/A | #N/A | #N/A | #N/A | #N/A | #N/A | #N/A | #N/A | #N/A | #N/A | #N/A | #N/A | #N/A | #N/A | #N/A | #N/A | #N/A | #N/A | #N/A | #N/A | #N/A | #N/A | #N/A | #N/A | #N/A | #N/A | #N/A | #N/A | #N/A | #N/A | #N/A | #N/A | #N/A | #N/A | #N/A | #N/A | #N/A | #N/A | #N/A | #N/A | #N/A | #N/A | #N/A
[26 empty] | R134a | -8 | 112 | #N/A | #N/A | #N/A | #N/A | #N/A | #N/A | #N/A | #N/A | #N/A | #N/A | #N/A | #N/A | #N/A | #N/A | #N/A | #N/A | #N/A | #N/A | #N/A | #N/A | #N/A | #N/A | #N/A | #N/A | #N/A | #N/A | #N/A | #N/A | #N/A | #N/A | #N/A | #N/A | #N/A | #N/A | #N/A | #N/A | #N/A | #N/A | #N/A | #N/A | #N/A | #N/A | #N/A | #N/A | #N/A | #N/A | #N/A | #N/A | #N/A | #N/A | #N/A | #N/A | #N/A | #N/A | #N/A | #N/A | #N/A | #N/A | #N/A | #N/A | #N/A
[26 empty] | R134a | -7 | 113 | #N/A | #N/A | #N/A | #N/A | #N/A | #N/A | #N/A | #N/A | #N/A | #N/A | #N/A | #N/A | #N/A | #N/A | #N/A | #N/A | #N/A | #N/A | #N/A | #N/A | #N/A | #N/A | #N/A | #N/A | #N/A | #N/A | #N/A | #N/A | #N/A | #N/A | #N/A | #N/A | #N/A | #N/A | #N/A | #N/A | #N/A | #N/A | #N/A | #N/A | #N/A | #N/A | #N/A | #N/A | #N/A | #N/A | #N/A | #N/A | #N/A | #N/A | #N/A | #N/A | #N/A | #N/A | #N/A | #N/A | #N/A | #N/A | #N/A | #N/A | #N/A
[26 empty] | R134a | -6 | 114 | #N/A | #N/A | #N/A | #N/A | #N/A | #N/A | #N/A | #N/A | #N/A | #N/A | #N/A | #N/A | #N/A | #N/A | #N/A | #N/A | #N/A | #N/A | #N/A | #N/A | #N/A | #N/A | #N/A | #N/A | #N/A | #N/A | #N/A | #N/A | #N/A | #N/A | #N/A | #N/A | #N/A | #N/A | #N/A | #N/A | #N/A | #N/A | #N/A | #N/A | #N/A | #N/A | #N/A | #N/A | #N/A | #N/A | #N/A | #N/A | #N/A | #N/A | #N/A | #N/A | #N/A | #N/A | #N/A | #N/A | #N/A | #N/A | #N/A | #N/A | #N/A
[26 empty] | R134a | -5 | 115 | #N/A | #N/A | #N/A | #N/A | #N/A | #N/A | #N/A | #N/A | #N/A | #N/A | #N/A | #N/A | #N/A | #N/A | #N/A | #N/A | #N/A | #N/A | #N/A | #N/A | #N/A | #N/A | #N/A | #N/A | #N/A | #N/A | #N/A | #N/A | #N/A | #N/A | #N/A | #N/A | #N/A | #N/A | #N/A | #N/A | #N/A | #N/A | #N/A | #N/A | #N/A | #N/A | #N/A | #N/A | #N/A | #N/A | #N/A | #N/A | #N/A | #N/A | #N/A | #N/A | #N/A | #N/A | #N/A | #N/A | #N/A | #N/A | #N/A | #N/A | #N/A
[26 empty] | R134a | -4 | 116 | #N/A | #N/A | #N/A | #N/A | #N/A | #N/A | #N/A | #N/A | #N/A | #N/A | #N/A | #N/A | #N/A | #N/A | #N/A | #N/A | #N/A | #N/A | #N/A | #N/A | #N/A | #N/A | #N/A | #N/A | #N/A | #N/A | #N/A | #N/A | #N/A | #N/A | #N/A | #N/A | #N/A | #N/A | #N/A | #N/A | #N/A | #N/A | #N/A | #N/A | #N/A | #N/A | #N/A | #N/A | #N/A | #N/A | #N/A | #N/A | #N/A | #N/A | #N/A | #N/A | #N/A | #N/A | #N/A | #N/A | #N/A | #N/A | #N/A | #N/A | #N/A
[26 empty] | R134a | -3 | 117 | #N/A | #N/A | #N/A | #N/A | #N/A | #N/A | #N/A | #N/A | #N/A | #N/A | #N/A | #N/A | #N/A | #N/A | #N/A | #N/A | #N/A | #N/A | #N/A | #N/A | #N/A | #N/A | #N/A | #N/A | #N/A | #N/A | #N/A | #N/A | #N/A | #N/A | #N/A | #N/A | #N/A | #N/A | #N/A | #N/A | #N/A | #N/A | #N/A | #N/A | #N/A | #N/A | #N/A | #N/A | #N/A | #N/A | #N/A | #N/A | #N/A | #N/A | #N/A | #N/A | #N/A | #N/A | #N/A | #N/A | #N/A | #N/A | #N/A | #N/A | #N/A
[26 empty] | R134a | -2 | 118 | #N/A | #N/A | #N/A | #N/A | #N/A | #N/A | #N/A | #N/A | #N/A | #N/A | #N/A | #N/A | #N/A | #N/A | #N/A | #N/A | #N/A | #N/A | #N/A | #N/A | #N/A | #N/A | #N/A | #N/A | #N/A | #N/A | #N/A | #N/A | #N/A | #N/A | #N/A | #N/A | #N/A | #N/A | #N/A | #N/A | #N/A | #N/A | #N/A | #N/A | #N/A | #N/A | #N/A | #N/A | #N/A | #N/A | #N/A | #N/A | #N/A | #N/A | #N/A | #N/A | #N/A | #N/A | #N/A | #N/A | #N/A | #N/A | #N/A | #N/A | #N/A
| Temperatur | R 410A | R 134a | R 22 | R 404A | R 404A | R 507 | R 407C | R 407C | R23 | R124 | R744 |  | Temperatur | R 410A | R 134a | R 22 | R 404A | R 404A | R 507 | R 407C | R 407C | R23 | R124 | R744 | R134a | -1 | 119 | #N/A | #N/A | #N/A | #N/A | #N/A | #N/A | #N/A | #N/A | #N/A | #N/A | #N/A | #N/A | #N/A | #N/A | #N/A | #N/A | #N/A | #N/A | #N/A | #N/A | #N/A | #N/A | #N/A | #N/A | #N/A | #N/A | #N/A | #N/A | #N/A | #N/A | #N/A | #N/A | #N/A | #N/A | #N/A | #N/A | #N/A | #N/A | #N/A | #N/A | #N/A | #N/A | #N/A | #N/A | #N/A | #N/A | #N/A | #N/A | #N/A | #N/A | #N/A | #N/A | #N/A | #N/A | #N/A | #N/A | #N/A | #N/A | #N/A | #N/A | #N/A
| 1 | 2 | 3 | 4 | 5 | 6 | 7 | 8 | 9 | 10 | 11 | 12 |  | 1 | 2 | 3 | 4 | 5 | 6 | 7 | 8 | 9 | 10 | 11 | 12 | R134a | 0 | 120 | #N/A | #N/A | #N/A | #N/A | #N/A | #N/A | #N/A | #N/A | #N/A | #N/A | #N/A | #N/A | #N/A | #N/A | #N/A | #N/A | #N/A | #N/A | #N/A | #N/A | #N/A | #N/A | #N/A | #N/A | #N/A | #N/A | #N/A | #N/A | #N/A | #N/A | #N/A | #N/A | #N/A | #N/A | #N/A | #N/A | #N/A | #N/A | #N/A | #N/A | #N/A | #N/A | #N/A | #N/A | #N/A | #N/A | #N/A | #N/A | #N/A | #N/A | #N/A | #N/A | #N/A | #N/A | #N/A | #N/A | #N/A | #N/A | #N/A | #N/A | #N/A
| -100 | #N/A | #N/A | #N/A | #N/A | #N/A | #N/A | #N/A | #N/A | #N/A | #N/A | #N/A |  | -100 | #N/A | #N/A | #N/A | #N/A | #N/A | #N/A | #N/A | #N/A | #N/A | #N/A | #N/A | R134a | 1 | 121 | #N/A | #N/A | #N/A | #N/A | #N/A | #N/A | #N/A | #N/A | #N/A | #N/A | #N/A | #N/A | #N/A | #N/A | #N/A | #N/A | #N/A | #N/A | #N/A | #N/A | #N/A | #N/A | #N/A | #N/A | #N/A | #N/A | #N/A | #N/A | #N/A | #N/A | #N/A | #N/A | #N/A | #N/A | #N/A | #N/A | #N/A | #N/A | #N/A | #N/A | #N/A | #N/A | #N/A | #N/A | #N/A | #N/A | #N/A | #N/A | #N/A | #N/A | #N/A | #N/A | #N/A | #N/A | #N/A | #N/A | #N/A | #N/A | #N/A | #N/A | #N/A
| -99 | #N/A | #N/A | #N/A | #N/A | #N/A | #N/A | #N/A | #N/A | #N/A | #N/A | #N/A |  | -99 | #N/A | #N/A | #N/A | #N/A | #N/A | #N/A | #N/A | #N/A | #N/A | #N/A | #N/A | R134a | 2 | 122 | #N/A | #N/A | #N/A | #N/A | #N/A | #N/A | #N/A | #N/A | #N/A | #N/A | #N/A | #N/A | #N/A | #N/A | #N/A | #N/A | #N/A | #N/A | #N/A | #N/A | #N/A | #N/A | #N/A | #N/A | #N/A | #N/A | #N/A | #N/A | #N/A | #N/A | #N/A | #N/A | #N/A | #N/A | #N/A | #N/A | #N/A | #N/A | #N/A | #N/A | #N/A | #N/A | #N/A | #N/A | #N/A | #N/A | #N/A | #N/A | #N/A | #N/A | #N/A | #N/A | #N/A | #N/A | #N/A | #N/A | #N/A | #N/A | #N/A | #N/A | #N/A
| -98 | #N/A | #N/A | #N/A | #N/A | #N/A | #N/A | #N/A | #N/A | #N/A | #N/A | #N/A |  | -98 | #N/A | #N/A | #N/A | #N/A | #N/A | #N/A | #N/A | #N/A | #N/A | #N/A | #N/A | R134a | 3 | 123 | #N/A | #N/A | #N/A | #N/A | #N/A | #N/A | #N/A | #N/A | #N/A | #N/A | #N/A | #N/A | #N/A | #N/A | #N/A | #N/A | #N/A | #N/A | #N/A | #N/A | #N/A | #N/A | #N/A | #N/A | #N/A | #N/A | #N/A | #N/A | #N/A | #N/A | #N/A | #N/A | #N/A | #N/A | #N/A | #N/A | #N/A | #N/A | #N/A | #N/A | #N/A | #N/A | #N/A | #N/A | #N/A | #N/A | #N/A | #N/A | #N/A | #N/A | #N/A | #N/A | #N/A | #N/A | #N/A | #N/A | #N/A | #N/A | #N/A | #N/A | #N/A
| -97 | #N/A | #N/A | #N/A | #N/A | #N/A | #N/A | #N/A | #N/A | #N/A | #N/A | #N/A |  | -97 | #N/A | #N/A | #N/A | #N/A | #N/A | #N/A | #N/A | #N/A | #N/A | #N/A | #N/A | R134a | 4 | 124 | #N/A | #N/A | #N/A | #N/A | #N/A | #N/A | #N/A | #N/A | #N/A | #N/A | #N/A | #N/A | #N/A | #N/A | #N/A | #N/A | #N/A | #N/A | #N/A | #N/A | #N/A | #N/A | #N/A | #N/A | #N/A | #N/A | #N/A | #N/A | #N/A | #N/A | #N/A | #N/A | #N/A | #N/A | #N/A | #N/A | #N/A | #N/A | #N/A | #N/A | #N/A | #N/A | #N/A | #N/A | #N/A | #N/A | #N/A | #N/A | #N/A | #N/A | #N/A | #N/A | #N/A | #N/A | #N/A | #N/A | #N/A | #N/A | #N/A | #N/A | #N/A
| -96 | #N/A | #N/A | #N/A | #N/A | #N/A | #N/A | #N/A | #N/A | #N/A | #N/A | #N/A |  | -96 | #N/A | #N/A | #N/A | #N/A | #N/A | #N/A | #N/A | #N/A | #N/A | #N/A | #N/A | R134a | 5 | 125 | #N/A | #N/A | #N/A | #N/A | #N/A | #N/A | #N/A | #N/A | #N/A | #N/A | #N/A | #N/A | #N/A | #N/A | #N/A | #N/A | #N/A | #N/A | #N/A | #N/A | #N/A | #N/A | #N/A | #N/A | #N/A | #N/A | #N/A | #N/A | #N/A | #N/A | #N/A | #N/A | #N/A | #N/A | #N/A | #N/A | #N/A | #N/A | #N/A | #N/A | #N/A | #N/A | #N/A | #N/A | #N/A | #N/A | #N/A | #N/A | #N/A | #N/A | #N/A | #N/A | #N/A | #N/A | #N/A | #N/A | #N/A | #N/A | #N/A | #N/A | #N/A
| -95 | #N/A | #N/A | #N/A | #N/A | #N/A | #N/A | #N/A | #N/A | #N/A | #N/A | #N/A |  | -95 | #N/A | #N/A | #N/A | #N/A | #N/A | #N/A | #N/A | #N/A | #N/A | #N/A | #N/A | R134a | 6 | 126 | #N/A | #N/A | #N/A | #N/A | #N/A | #N/A | #N/A | #N/A | #N/A | #N/A | #N/A | #N/A | #N/A | #N/A | #N/A | #N/A | #N/A | #N/A | #N/A | #N/A | #N/A | #N/A | #N/A | #N/A | #N/A | #N/A | #N/A | #N/A | #N/A | #N/A | #N/A | #N/A | #N/A | #N/A | #N/A | #N/A | #N/A | #N/A | #N/A | #N/A | #N/A | #N/A | #N/A | #N/A | #N/A | #N/A | #N/A | #N/A | #N/A | #N/A | #N/A | #N/A | #N/A | #N/A | #N/A | #N/A | #N/A | #N/A | #N/A | #N/A | #N/A
| -94 | #N/A | #N/A | #N/A | #N/A | #N/A | #N/A | #N/A | #N/A | #N/A | #N/A | #N/A |  | -94 | #N/A | #N/A | #N/A | #N/A | #N/A | #N/A | #N/A | #N/A | #N/A | #N/A | #N/A | R134a | 7 | 127 | #N/A | #N/A | #N/A | #N/A | #N/A | #N/A | #N/A | #N/A | #N/A | #N/A | #N/A | #N/A | #N/A | #N/A | #N/A | #N/A | #N/A | #N/A | #N/A | #N/A | #N/A | #N/A | #N/A | #N/A | #N/A | #N/A | #N/A | #N/A | #N/A | #N/A | #N/A | #N/A | #N/A | #N/A | #N/A | #N/A | #N/A | #N/A | #N/A | #N/A | #N/A | #N/A | #N/A | #N/A | #N/A | #N/A | #N/A | #N/A | #N/A | #N/A | #N/A | #N/A | #N/A | #N/A | #N/A | #N/A | #N/A | #N/A | #N/A | #N/A | #N/A
| -93 | #N/A | #N/A | #N/A | #N/A | #N/A | #N/A | #N/A | #N/A | #N/A | #N/A | #N/A |  | -93 | #N/A | #N/A | #N/A | #N/A | #N/A | #N/A | #N/A | #N/A | #N/A | #N/A | #N/A | R134a | 8 | 128 | #N/A | #N/A | #N/A | #N/A | #N/A | #N/A | #N/A | #N/A | #N/A | #N/A | #N/A | #N/A | #N/A | #N/A | #N/A | #N/A | #N/A | #N/A | #N/A | #N/A | #N/A | #N/A | #N/A | #N/A | #N/A | #N/A | #N/A | #N/A | #N/A | #N/A | #N/A | #N/A | #N/A | #N/A | #N/A | #N/A | #N/A | #N/A | #N/A | #N/A | #N/A | #N/A | #N/A | #N/A | #N/A | #N/A | #N/A | #N/A | #N/A | #N/A | #N/A | #N/A | #N/A | #N/A | #N/A | #N/A | #N/A | #N/A | #N/A | #N/A | #N/A
| -92 | #N/A | #N/A | #N/A | #N/A | #N/A | #N/A | #N/A | #N/A | #N/A | #N/A | #N/A |  | -92 | #N/A | #N/A | #N/A | #N/A | #N/A | #N/A | #N/A | #N/A | #N/A | #N/A | #N/A | R134a | 9 | 129 | #N/A | #N/A | #N/A | #N/A | #N/A | #N/A | #N/A | #N/A | #N/A | #N/A | #N/A | #N/A | #N/A | #N/A | #N/A | #N/A | #N/A | #N/A | #N/A | #N/A | #N/A | #N/A | #N/A | #N/A | #N/A | #N/A | #N/A | #N/A | #N/A | #N/A | #N/A | #N/A | #N/A | #N/A | #N/A | #N/A | #N/A | #N/A | #N/A | #N/A | #N/A | #N/A | #N/A | #N/A | #N/A | #N/A | #N/A | #N/A | #N/A | #N/A | #N/A | #N/A | #N/A | #N/A | #N/A | #N/A | #N/A | #N/A | #N/A | #N/A | #N/A
| -91 | #N/A | #N/A | #N/A | #N/A | #N/A | #N/A | #N/A | #N/A | #N/A | #N/A | #N/A |  | -91 | #N/A | #N/A | #N/A | #N/A | #N/A | #N/A | #N/A | #N/A | #N/A | #N/A | #N/A | R134a | 10 | 130 | #N/A | #N/A | #N/A | #N/A | #N/A | #N/A | #N/A | #N/A | #N/A | #N/A | #N/A | #N/A | #N/A | #N/A | #N/A | #N/A | #N/A | #N/A | #N/A | #N/A | 2.4987 | 2.5971 | 2.6962 | 2.7961 | 2.8967 | 2.9981 | 3.1005 | 3.2037 | 3.308 | 3.4133 | 3.5197 | 3.6272 | 3.7359 | 3.8457 | 3.9568 | 4.0691 | 4.1827 | 4.2975 | 4.4137 | 4.5313 | 4.6502 | 4.7705 | 4.8923 | 5.0154 | 5.1401 | 5.2662 | 5.3939 | 5.523 | 5.6537 | 5.786 | 5.9198 | #N/A | #N/A | #N/A | #N/A | #N/A | #N/A | #N/A | #N/A | #N/A | #N/A
| -90 | #N/A | #N/A | #N/A | #N/A | #N/A | #N/A | #N/A | #N/A | #N/A | #N/A | #N/A |  | -90 | #N/A | #N/A | #N/A | #N/A | #N/A | #N/A | #N/A | #N/A | #N/A | #N/A | #N/A | R134a | 11 | 131 | #N/A | #N/A | #N/A | #N/A | #N/A | #N/A | #N/A | #N/A | #N/A | #N/A | #N/A | #N/A | #N/A | #N/A | #N/A | #N/A | #N/A | #N/A | #N/A | #N/A | 2.4784 | 2.5761 | 2.6745 | 2.7736 | 2.8735 | 2.9742 | 3.0759 | 3.1784 | 3.282 | 3.3865 | 3.4922 | 3.599 | 3.7069 | 3.816 | 3.9263 | 4.0378 | 4.1506 | 4.2647 | 4.3802 | 4.4969 | 4.6151 | 4.7346 | 4.8556 | 4.9779 | 5.1018 | 5.2271 | 5.3539 | 5.4823 | 5.6122 | 5.7436 | 5.8766 | 6.0112 | #N/A | #N/A | #N/A | #N/A | #N/A | #N/A | #N/A | #N/A | #N/A
| -89 | #N/A | #N/A | #N/A | #N/A | #N/A | #N/A | #N/A | #N/A | #N/A | #N/A | #N/A |  | -89 | #N/A | #N/A | #N/A | #N/A | #N/A | #N/A | #N/A | #N/A | #N/A | #N/A | #N/A | R134a | 12 | 132 | #N/A | #N/A | #N/A | #N/A | #N/A | #N/A | #N/A | #N/A | #N/A | #N/A | #N/A | #N/A | #N/A | #N/A | #N/A | #N/A | #N/A | #N/A | #N/A | #N/A | 2.4581 | 2.5551 | 2.6528 | 2.7511 | 2.8503 | 2.9503 | 3.0512 | 3.153 | 3.2558 | 3.3597 | 3.4646 | 3.5706 | 3.6778 | 3.7861 | 3.8957 | 4.0065 | 4.1185 | 4.2319 | 4.3465 | 4.4625 | 4.5799 | 4.6986 | 4.8188 | 4.9404 | 5.0634 | 5.1879 | 5.3139 | 5.4414 | 5.5705 | 5.7011 | 5.8332 | 5.967 | 6.1023 | #N/A | #N/A | #N/A | #N/A | #N/A | #N/A | #N/A | #N/A
| -88 | #N/A | #N/A | #N/A | #N/A | #N/A | #N/A | #N/A | #N/A | #N/A | #N/A | #N/A |  | -88 | #N/A | #N/A | #N/A | #N/A | #N/A | #N/A | #N/A | #N/A | #N/A | #N/A | #N/A | R134a | 13 | 133 | #N/A | #N/A | #N/A | #N/A | #N/A | #N/A | #N/A | #N/A | #N/A | #N/A | #N/A | #N/A | #N/A | #N/A | #N/A | #N/A | #N/A | #N/A | #N/A | #N/A | 2.4377 | 2.534 | 2.6309 | 2.7286 | 2.827 | 2.9263 | 3.0265 | 3.1276 | 3.2297 | 3.3328 | 3.4369 | 3.5422 | 3.6487 | 3.7562 | 3.865 | 3.9751 | 4.0863 | 4.1989 | 4.3128 | 4.428 | 4.5446 | 4.6626 | 4.7819 | 4.9027 | 5.0249 | 5.1486 | 5.2738 | 5.4005 | 5.5287 | 5.6585 | 5.7898 | 5.9227 | 6.0572 | 6.1933 | #N/A | #N/A | #N/A | #N/A | #N/A | #N/A | #N/A
| -87 | #N/A | #N/A | #N/A | #N/A | #N/A | #N/A | #N/A | #N/A | #N/A | #N/A | #N/A |  | -87 | #N/A | #N/A | #N/A | #N/A | #N/A | #N/A | #N/A | #N/A | #N/A | #N/A | #N/A | R134a | 14 | 134 | #N/A | #N/A | #N/A | #N/A | #N/A | #N/A | #N/A | #N/A | #N/A | #N/A | #N/A | #N/A | #N/A | #N/A | #N/A | #N/A | #N/A | #N/A | #N/A | #N/A | 2.4173 | 2.5128 | 2.6091 | 2.706 | 2.8037 | 2.9023 | 3.0017 | 3.1021 | 3.2034 | 3.3058 | 3.4092 | 3.5138 | 3.6194 | 3.7263 | 3.8343 | 3.9436 | 4.0541 | 4.1659 | 4.279 | 4.3934 | 4.5092 | 4.6264 | 4.745 | 4.8649 | 4.9864 | 5.1092 | 5.2336 | 5.3595 | 5.4869 | 5.6158 | 5.7462 | 5.8783 | 6.0119 | 6.1472 | 6.284 | #N/A | #N/A | #N/A | #N/A | #N/A | #N/A
| -86 | #N/A | #N/A | #N/A | #N/A | #N/A | #N/A | #N/A | #N/A | #N/A | #N/A | #N/A |  | -86 | #N/A | #N/A | #N/A | #N/A | #N/A | #N/A | #N/A | #N/A | #N/A | #N/A | #N/A | R134a | 15 | 135 | #N/A | #N/A | #N/A | #N/A | #N/A | #N/A | #N/A | #N/A | #N/A | #N/A | #N/A | #N/A | #N/A | #N/A | #N/A | #N/A | #N/A | #N/A | #N/A | #N/A | 2.3968 | 2.4917 | 2.5871 | 2.6834 | 2.7803 | 2.8781 | 2.9768 | 3.0765 | 3.1771 | 3.2787 | 3.3814 | 3.4852 | 3.5901 | 3.6962 | 3.8035 | 3.912 | 4.0218 | 4.1328 | 4.2451 | 4.3588 | 4.4738 | 4.5901 | 4.7079 | 4.8271 | 4.9477 | 5.0698 | 5.1933 | 5.3183 | 5.4449 | 5.573 | 5.7026 | 5.8338 | 5.9665 | 6.1009 | 6.2369 | 6.3745 | #N/A | #N/A | #N/A | #N/A | #N/A
| -85 | #N/A | #N/A | #N/A | #N/A | #N/A | #N/A | #N/A | #N/A | #N/A | #N/A | #N/A |  | -85 | #N/A | #N/A | #N/A | #N/A | #N/A | #N/A | #N/A | #N/A | #N/A | #N/A | #N/A | R134a | 16 | 136 | #N/A | #N/A | #N/A | #N/A | #N/A | #N/A | #N/A | #N/A | #N/A | #N/A | #N/A | #N/A | #N/A | #N/A | #N/A | #N/A | #N/A | #N/A | #N/A | #N/A | 2.3763 | 2.4704 | 2.5652 | 2.6606 | 2.7569 | 2.854 | 2.9519 | 3.0508 | 3.1507 | 3.2516 | 3.3536 | 3.4566 | 3.5608 | 3.6661 | 3.7726 | 3.8804 | 3.9893 | 4.0996 | 4.2111 | 4.324 | 4.4382 | 4.5538 | 4.6708 | 4.7891 | 4.9089 | 5.0302 | 5.1529 | 5.2771 | 5.4028 | 5.53 | 5.6588 | 5.7892 | 5.9211 | 6.0546 | 6.1897 | 6.3264 | 6.4648 | #N/A | #N/A | #N/A | #N/A
| -84 | #N/A | #N/A | #N/A | #N/A | #N/A | #N/A | #N/A | #N/A | #N/A | #N/A | #N/A |  | -84 | #N/A | #N/A | #N/A | #N/A | #N/A | #N/A | #N/A | #N/A | #N/A | #N/A | #N/A | R134a | 17 | 137 | #N/A | #N/A | #N/A | #N/A | #N/A | #N/A | #N/A | #N/A | #N/A | #N/A | #N/A | #N/A | #N/A | #N/A | #N/A | #N/A | #N/A | #N/A | #N/A | #N/A | 2.3557 | 2.4491 | 2.5431 | 2.6379 | 2.7334 | 2.8298 | 2.927 | 3.0251 | 3.1243 | 3.2244 | 3.3256 | 3.4279 | 3.5313 | 3.6359 | 3.7417 | 3.8486 | 3.9569 | 4.0663 | 4.1771 | 4.2892 | 4.4026 | 4.5174 | 4.6335 | 4.7511 | 4.8701 | 4.9905 | 5.1124 | 5.2358 | 5.3606 | 5.487 | 5.615 | 5.7444 | 5.8755 | 6.0081 | 6.1423 | 6.2782 | 6.4157 | 6.5545 | #N/A | #N/A | #N/A
| -83 | #N/A | #N/A | #N/A | #N/A | #N/A | #N/A | #N/A | #N/A | #N/A | #N/A | #N/A |  | -83 | #N/A | #N/A | #N/A | #N/A | #N/A | #N/A | #N/A | #N/A | #N/A | #N/A | #N/A | R134a | 18 | 138 | #N/A | #N/A | #N/A | #N/A | #N/A | #N/A | #N/A | #N/A | #N/A | #N/A | #N/A | #N/A | #N/A | #N/A | #N/A | #N/A | #N/A | #N/A | #N/A | #N/A | 2.3351 | 2.4277 | 2.5211 | 2.6151 | 2.7099 | 2.8055 | 2.902 | 2.9994 | 3.0978 | 3.1972 | 3.2976 | 3.3992 | 3.5018 | 3.6057 | 3.7106 | 3.8168 | 3.9243 | 4.033 | 4.143 | 4.2543 | 4.3669 | 4.4809 | 4.5962 | 4.713 | 4.8311 | 4.9508 | 5.0718 | 5.1943 | 5.3184 | 5.4439 | 5.571 | 5.6996 | 5.8298 | 5.9615 | 6.0949 | 6.2298 | 6.3664 | 6.5044 | 6.6442 | #N/A | #N/A
| -82 | #N/A | #N/A | #N/A | #N/A | #N/A | #N/A | #N/A | #N/A | #N/A | #N/A | #N/A |  | -82 | #N/A | #N/A | #N/A | #N/A | #N/A | #N/A | #N/A | #N/A | #N/A | #N/A | #N/A | R134a | 19 | 139 | #N/A | #N/A | #N/A | #N/A | #N/A | #N/A | #N/A | #N/A | #N/A | #N/A | #N/A | #N/A | #N/A | #N/A | #N/A | #N/A | #N/A | #N/A | #N/A | #N/A | 2.3144 | 2.4063 | 2.4989 | 2.5922 | 2.6862 | 2.7811 | 2.8769 | 2.9736 | 3.0712 | 3.1699 | 3.2696 | 3.3704 | 3.4723 | 3.5753 | 3.6795 | 3.785 | 3.8916 | 3.9996 | 4.1088 | 4.2193 | 4.3311 | 4.4443 | 4.5588 | 4.6748 | 4.7921 | 4.9109 | 5.0311 | 5.1528 | 5.276 | 5.4007 | 5.5269 | 5.6546 | 5.7839 | 5.9148 | 6.0473 | 6.1813 | 6.317 | 6.4541 | 6.593 | 6.7337 | #N/A
| -81 | #N/A | #N/A | #N/A | #N/A | #N/A | #N/A | #N/A | #N/A | #N/A | #N/A | #N/A |  | -81 | #N/A | #N/A | #N/A | #N/A | #N/A | #N/A | #N/A | #N/A | #N/A | #N/A | #N/A | R134a | 20 | 140 | #N/A | #N/A | #N/A | #N/A | #N/A | #N/A | #N/A | #N/A | #N/A | #N/A | #N/A | #N/A | #N/A | #N/A | #N/A | #N/A | #N/A | #N/A | #N/A | #N/A | 2.2937 | 2.3849 | 2.4767 | 2.5693 | 2.6626 | 2.7567 | 2.8517 | 2.9477 | 3.0446 | 3.1425 | 3.2414 | 3.3415 | 3.4426 | 3.5449 | 3.6484 | 3.753 | 3.8589 | 3.966 | 4.0745 | 4.1842 | 4.2952 | 4.4076 | 4.5213 | 4.6364 | 4.753 | 4.8709 | 4.9903 | 5.1112 | 5.2335 | 5.3573 | 5.4827 | 5.6096 | 5.738 | 5.868 | 5.9996 | 6.1327 | 6.2675 | 6.4037 | 6.5417 | 6.6814 | 6.8228
| -80 | #N/A | #N/A | #N/A | #N/A | #N/A | #N/A | #N/A | #N/A | #N/A | #N/A | #N/A |  | -80 | #N/A | #N/A | #N/A | #N/A | #N/A | #N/A | #N/A | #N/A | #N/A | #N/A | #N/A | R134a | 21 | 141 | #N/A | #N/A | #N/A | #N/A | #N/A | #N/A | #N/A | #N/A | #N/A | #N/A | #N/A | #N/A | #N/A | #N/A | #N/A | #N/A | #N/A | #N/A | #N/A | #N/A | 2.2729 | 2.3634 | 2.4545 | 2.5463 | 2.6388 | 2.7322 | 2.8265 | 2.9217 | 3.0179 | 3.115 | 3.2132 | 3.3125 | 3.4129 | 3.5144 | 3.6171 | 3.721 | 3.8261 | 3.9324 | 4.0401 | 4.149 | 4.2592 | 4.3708 | 4.4837 | 4.598 | 4.7137 | 4.8309 | 4.9494 | 5.0694 | 5.1909 | 5.3139 | 5.4384 | 5.5644 | 5.692 | 5.8211 | 5.9518 | 6.084 | 6.2179 | 6.3532 | 6.4903 | 6.6291 | 6.7695
| -79 | #N/A | #N/A | #N/A | #N/A | #N/A | #N/A | #N/A | #N/A | #N/A | #N/A | #N/A |  | -79 | #N/A | #N/A | #N/A | #N/A | #N/A | #N/A | #N/A | #N/A | #N/A | #N/A | #N/A | R134a | 22 | 142 | #N/A | #N/A | #N/A | #N/A | #N/A | #N/A | #N/A | #N/A | #N/A | #N/A | #N/A | #N/A | #N/A | #N/A | #N/A | #N/A | #N/A | #N/A | #N/A | #N/A | 2.2521 | 2.3418 | 2.4322 | 2.5232 | 2.6151 | 2.7077 | 2.8012 | 2.8957 | 2.9911 | 3.0875 | 3.185 | 3.2835 | 3.3831 | 3.4838 | 3.5858 | 3.6889 | 3.7932 | 3.8988 | 4.0056 | 4.1137 | 4.2231 | 4.3339 | 4.446 | 4.5595 | 4.6744 | 4.7907 | 4.9084 | 5.0276 | 5.1482 | 5.2703 | 5.394 | 5.5191 | 5.6458 | 5.774 | 5.9038 | 6.0352 | 6.1682 | 6.3025 | 6.4387 | 6.5766 | 6.7161
| -78 | #N/A | #N/A | #N/A | #N/A | #N/A | #N/A | #N/A | #N/A | #N/A | #N/A | #N/A |  | -78 | #N/A | #N/A | #N/A | #N/A | #N/A | #N/A | #N/A | #N/A | #N/A | #N/A | #N/A | R134a | 23 | 143 | #N/A | #N/A | #N/A | #N/A | #N/A | #N/A | #N/A | #N/A | #N/A | #N/A | #N/A | #N/A | #N/A | #N/A | #N/A | #N/A | #N/A | #N/A | #N/A | #N/A | 2.2312 | 2.3202 | 2.4098 | 2.5001 | 2.5912 | 2.6831 | 2.7759 | 2.8696 | 2.9643 | 3.0599 | 3.1566 | 3.2544 | 3.3532 | 3.4532 | 3.5543 | 3.6567 | 3.7602 | 3.865 | 3.971 | 4.0784 | 4.187 | 4.2969 | 4.4082 | 4.5209 | 4.635 | 4.7504 | 4.8673 | 4.9856 | 5.1054 | 5.2267 | 5.3494 | 5.4737 | 5.5995 | 5.7268 | 5.8558 | 5.9862 | 6.1183 | 6.2517 | 6.387 | 6.5239 | 6.6625
| -77 | #N/A | #N/A | #N/A | #N/A | #N/A | #N/A | #N/A | #N/A | #N/A | #N/A | #N/A |  | -77 | #N/A | #N/A | #N/A | #N/A | #N/A | #N/A | #N/A | #N/A | #N/A | #N/A | #N/A | R134a | 24 | 144 | #N/A | #N/A | #N/A | #N/A | #N/A | #N/A | #N/A | #N/A | #N/A | #N/A | #N/A | #N/A | #N/A | #N/A | #N/A | #N/A | #N/A | #N/A | #N/A | #N/A | 2.2103 | 2.2985 | 2.3874 | 2.477 | 2.5673 | 2.6585 | 2.7505 | 2.8435 | 2.9374 | 3.0323 | 3.1282 | 3.2252 | 3.3233 | 3.4225 | 3.5228 | 3.6244 | 3.7271 | 3.8311 | 3.9364 | 4.0429 | 4.1507 | 4.2599 | 4.3703 | 4.4822 | 4.5954 | 4.71 | 4.8261 | 4.9436 | 5.0625 | 5.1829 | 5.3048 | 5.4282 | 5.5531 | 5.6796 | 5.8076 | 5.9371 | 6.0683 | 6.2008 | 6.3352 | 6.4712 | 6.6088
| -76 | #N/A | #N/A | #N/A | #N/A | #N/A | #N/A | #N/A | #N/A | #N/A | #N/A | #N/A |  | -76 | #N/A | #N/A | #N/A | #N/A | #N/A | #N/A | #N/A | #N/A | #N/A | #N/A | #N/A | R134a | 25 | 145 | #N/A | #N/A | #N/A | #N/A | #N/A | #N/A | #N/A | #N/A | #N/A | #N/A | #N/A | #N/A | #N/A | #N/A | #N/A | #N/A | #N/A | #N/A | #N/A | #N/A | 2.1893 | 2.2768 | 2.3649 | 2.4537 | 2.5433 | 2.6338 | 2.725 | 2.8172 | 2.9104 | 3.0045 | 3.0997 | 3.1959 | 3.2932 | 3.3917 | 3.4913 | 3.592 | 3.694 | 3.7972 | 3.9016 | 4.0074 | 4.1144 | 4.2227 | 4.3324 | 4.4434 | 4.5558 | 4.6696 | 4.7848 | 4.9014 | 5.0195 | 5.139 | 5.26 | 5.3825 | 5.5066 | 5.6321 | 5.7593 | 5.8879 | 6.0182 | 6.1498 | 6.2832 | 6.4183 | 6.5549
| -75 | #N/A | #N/A | #N/A | #N/A | #N/A | #N/A | #N/A | #N/A | #N/A | #N/A | #N/A |  | -75 | #N/A | #N/A | #N/A | #N/A | #N/A | #N/A | #N/A | #N/A | #N/A | #N/A | #N/A | R134a | 26 | 146 | #N/A | #N/A | #N/A | #N/A | #N/A | #N/A | #N/A | #N/A | #N/A | #N/A | #N/A | #N/A | #N/A | #N/A | #N/A | #N/A | #N/A | #N/A | #N/A | #N/A | 2.1682 | 2.255 | 2.3424 | 2.4305 | 2.5193 | 2.609 | 2.6995 | 2.7909 | 2.8833 | 2.9767 | 3.0711 | 3.1666 | 3.2631 | 3.3608 | 3.4596 | 3.5596 | 3.6608 | 3.7632 | 3.8668 | 3.9717 | 4.0779 | 4.1854 | 4.2943 | 4.4045 | 4.516 | 4.629 | 4.7433 | 4.8591 | 4.9763 | 5.095 | 5.2152 | 5.3368 | 5.4599 | 5.5846 | 5.7108 | 5.8386 | 5.9679 | 6.0986 | 6.2311 | 6.3652 | 6.501
| -74 | #N/A | #N/A | #N/A | #N/A | #N/A | #N/A | #N/A | #N/A | #N/A | #N/A | #N/A |  | -74 | #N/A | #N/A | #N/A | #N/A | #N/A | #N/A | #N/A | #N/A | #N/A | #N/A | #N/A | R134a | 27 | 147 | #N/A | #N/A | #N/A | #N/A | #N/A | #N/A | #N/A | #N/A | #N/A | #N/A | #N/A | #N/A | #N/A | #N/A | #N/A | #N/A | #N/A | #N/A | #N/A | #N/A | 2.1471 | 2.2331 | 2.3198 | 2.4071 | 2.4952 | 2.5841 | 2.6739 | 2.7646 | 2.8562 | 2.9488 | 3.0425 | 3.1372 | 3.2329 | 3.3298 | 3.4279 | 3.5271 | 3.6274 | 3.729 | 3.8319 | 3.936 | 4.0414 | 4.1481 | 4.2561 | 4.3655 | 4.4762 | 4.5883 | 4.7018 | 4.8167 | 4.9331 | 5.0509 | 5.1702 | 5.2909 | 5.4132 | 5.537 | 5.6623 | 5.7891 | 5.9175 | 6.0473 | 6.1788 | 6.312 | 6.4468
| -73 | #N/A | #N/A | #N/A | #N/A | #N/A | #N/A | #N/A | #N/A | #N/A | #N/A | #N/A |  | -73 | #N/A | #N/A | #N/A | #N/A | #N/A | #N/A | #N/A | #N/A | #N/A | #N/A | #N/A | R134a | 28 | 148 | #N/A | #N/A | #N/A | #N/A | #N/A | #N/A | #N/A | #N/A | #N/A | #N/A | #N/A | #N/A | #N/A | #N/A | #N/A | #N/A | #N/A | #N/A | #N/A | #N/A | 2.126 | 2.2112 | 2.2971 | 2.3837 | 2.4711 | 2.5592 | 2.6482 | 2.7382 | 2.829 | 2.9209 | 3.0138 | 3.1077 | 3.2027 | 3.2988 | 3.396 | 3.4944 | 3.594 | 3.6948 | 3.7969 | 3.9002 | 4.0048 | 4.1106 | 4.2178 | 4.3264 | 4.4362 | 4.5475 | 4.6602 | 4.7742 | 4.8897 | 5.0067 | 5.1251 | 5.2449 | 5.3663 | 5.4892 | 5.6136 | 5.7395 | 5.867 | 5.9958 | 6.1265 | 6.2587 | 6.3926
| -72 | #N/A | #N/A | #N/A | #N/A | #N/A | #N/A | #N/A | #N/A | #N/A | #N/A | #N/A |  | -72 | #N/A | #N/A | #N/A | #N/A | #N/A | #N/A | #N/A | #N/A | #N/A | #N/A | #N/A | R134a | 29 | 149 | #N/A | #N/A | #N/A | #N/A | #N/A | #N/A | #N/A | #N/A | #N/A | #N/A | #N/A | #N/A | #N/A | #N/A | #N/A | #N/A | #N/A | #N/A | #N/A | #N/A | 2.1048 | 2.1893 | 2.2744 | 2.3602 | 2.4468 | 2.5342 | 2.6225 | 2.7117 | 2.8018 | 2.8929 | 2.985 | 3.0781 | 3.1723 | 3.2677 | 3.3641 | 3.4617 | 3.5605 | 3.6605 | 3.7618 | 3.8643 | 3.968 | 4.0731 | 4.1794 | 4.2871 | 4.3962 | 4.5066 | 4.6184 | 4.7316 | 4.8462 | 4.9623 | 5.0798 | 5.1988 | 5.3193 | 5.4413 | 5.5648 | 5.6898 | 5.8164 | 5.9443 | 6.074 | 6.2052 | 6.3381
| -71 | #N/A | #N/A | #N/A | #N/A | #N/A | #N/A | #N/A | #N/A | #N/A | #N/A | #N/A |  | -71 | #N/A | #N/A | #N/A | #N/A | #N/A | #N/A | #N/A | #N/A | #N/A | #N/A | #N/A | R134a | 30 | 150 | #N/A | #N/A | #N/A | #N/A | #N/A | #N/A | #N/A | #N/A | #N/A | #N/A | #N/A | #N/A | #N/A | #N/A | #N/A | #N/A | #N/A | #N/A | #N/A | #N/A | 2.0835 | 2.1673 | 2.2516 | 2.3367 | 2.4225 | 2.5092 | 2.5967 | 2.6851 | 2.7744 | 2.8648 | 2.9561 | 3.0485 | 3.1419 | 3.2364 | 3.3321 | 3.4289 | 3.5269 | 3.6261 | 3.7266 | 3.8283 | 3.9312 | 4.0354 | 4.141 | 4.2478 | 4.356 | 4.4656 | 4.5765 | 4.6889 | 4.8026 | 4.9178 | 5.0345 | 5.1526 | 5.2721 | 5.3932 | 5.5158 | 5.6399 | 5.7656 | 5.8925 | 6.0213 | 6.1516 | 6.2836
| -70 | #N/A | #N/A | #N/A | #N/A | #N/A | #N/A | #N/A | #N/A | #N/A | #N/A | #N/A |  | -70 | #N/A | #N/A | #N/A | #N/A | #N/A | #N/A | #N/A | #N/A | #N/A | #N/A | #N/A | R134a | 31 | 151 | #N/A | #N/A | #N/A | #N/A | #N/A | #N/A | #N/A | #N/A | #N/A | #N/A | #N/A | #N/A | #N/A | #N/A | #N/A | #N/A | #N/A | #N/A | #N/A | #N/A | 2.0622 | 2.1452 | 2.2288 | 2.3131 | 2.3982 | 2.4841 | 2.5708 | 2.6585 | 2.747 | 2.8366 | 2.9271 | 3.0187 | 3.1114 | 3.2051 | 3.3 | 3.3961 | 3.4933 | 3.5917 | 3.6913 | 3.7921 | 3.8943 | 3.9977 | 4.1024 | 4.2084 | 4.3157 | 4.4245 | 4.5346 | 4.646 | 4.7589 | 4.8732 | 4.989 | 5.1062 | 5.2249 | 5.345 | 5.4667 | 5.5899 | 5.7146 | 5.8407 | 5.9685 | 6.0979 | 6.2289
| -69 | #N/A | #N/A | #N/A | #N/A | #N/A | #N/A | #N/A | #N/A | #N/A | #N/A | #N/A |  | -69 | #N/A | #N/A | #N/A | #N/A | #N/A | #N/A | #N/A | #N/A | #N/A | #N/A | #N/A | R134a | 32 | 152 | #N/A | #N/A | #N/A | #N/A | #N/A | #N/A | #N/A | #N/A | #N/A | #N/A | #N/A | #N/A | #N/A | #N/A | #N/A | #N/A | #N/A | #N/A | #N/A | #N/A | 2.0408 | 2.123 | 2.2059 | 2.2894 | 2.3738 | 2.4589 | 2.5449 | 2.6317 | 2.7195 | 2.8083 | 2.8981 | 2.9889 | 3.0808 | 3.1738 | 3.2679 | 3.3631 | 3.4595 | 3.5571 | 3.6559 | 3.7559 | 3.8572 | 3.9598 | 4.0637 | 4.1688 | 4.2754 | 4.3832 | 4.4925 | 4.6031 | 4.7151 | 4.8285 | 4.9434 | 5.0597 | 5.1775 | 5.2967 | 5.4175 | 5.5398 | 5.6636 | 5.7887 | 5.9155 | 6.044 | 6.174
| -68 | #N/A | #N/A | #N/A | #N/A | #N/A | #N/A | #N/A | #N/A | #N/A | #N/A | #N/A |  | -68 | #N/A | #N/A | #N/A | #N/A | #N/A | #N/A | #N/A | #N/A | #N/A | #N/A | #N/A | R134a | 33 | 153 | #N/A | #N/A | #N/A | #N/A | #N/A | #N/A | #N/A | #N/A | #N/A | #N/A | #N/A | #N/A | #N/A | #N/A | #N/A | #N/A | #N/A | #N/A | #N/A | #N/A | 2.0194 | 2.1008 | 2.1829 | 2.2657 | 2.3493 | 2.4336 | 2.5188 | 2.605 | 2.692 | 2.78 | 2.869 | 2.959 | 3.0501 | 3.1423 | 3.2356 | 3.33 | 3.4256 | 3.5224 | 3.6204 | 3.7196 | 3.8201 | 3.9218 | 4.0249 | 4.1292 | 4.2349 | 4.3419 | 4.4502 | 4.56 | 4.6711 | 4.7837 | 4.8977 | 5.0131 | 5.13 | 5.2483 | 5.3681 | 5.4895 | 5.6124 | 5.7365 | 5.8624 | 5.9899 | 6.119
| -67 | #N/A | #N/A | #N/A | #N/A | #N/A | #N/A | #N/A | #N/A | #N/A | #N/A | #N/A |  | -67 | #N/A | #N/A | #N/A | #N/A | #N/A | #N/A | #N/A | #N/A | #N/A | #N/A | #N/A | R134a | 34 | 154 | #N/A | #N/A | #N/A | #N/A | #N/A | #N/A | #N/A | #N/A | #N/A | #N/A | #N/A | #N/A | #N/A | #N/A | #N/A | #N/A | #N/A | #N/A | #N/A | #N/A | 1.9979 | 2.0786 | 2.1599 | 2.2419 | 2.3247 | 2.4083 | 2.4928 | 2.5781 | 2.6643 | 2.7516 | 2.8398 | 2.929 | 3.0193 | 3.1107 | 3.2032 | 3.2969 | 3.3917 | 3.4876 | 3.5848 | 3.6832 | 3.7828 | 3.8838 | 3.9859 | 4.0894 | 4.1943 | 4.3004 | 4.4079 | 4.5168 | 4.627 | 4.7387 | 4.8518 | 4.9663 | 5.0823 | 5.1997 | 5.3187 | 5.4391 | 5.561 | 5.6842 | 5.8092 | 5.9357 | 6.0638
| -66 | #N/A | #N/A | #N/A | #N/A | #N/A | #N/A | #N/A | #N/A | #N/A | #N/A | #N/A |  | -66 | #N/A | #N/A | #N/A | #N/A | #N/A | #N/A | #N/A | #N/A | #N/A | #N/A | #N/A | R134a | 35 | 155 | #N/A | #N/A | #N/A | #N/A | #N/A | #N/A | #N/A | #N/A | #N/A | #N/A | #N/A | #N/A | #N/A | #N/A | #N/A | #N/A | #N/A | #N/A | #N/A | #N/A | 1.9763 | 2.0562 | 2.1368 | 2.2181 | 2.3001 | 2.3829 | 2.4666 | 2.5511 | 2.6366 | 2.7231 | 2.8105 | 2.899 | 2.9885 | 3.0791 | 3.1708 | 3.2636 | 3.3576 | 3.4528 | 3.5491 | 3.6467 | 3.7455 | 3.8456 | 3.9469 | 4.0496 | 4.1535 | 4.2588 | 4.3655 | 4.4735 | 4.5828 | 4.6936 | 4.8058 | 4.9194 | 5.0345 | 5.151 | 5.269 | 5.3885 | 5.5095 | 5.6318 | 5.7558 | 5.8814 | 6.0085
| -65 | #N/A | #N/A | #N/A | #N/A | #N/A | #N/A | #N/A | #N/A | #N/A | #N/A | #N/A |  | -65 | #N/A | #N/A | #N/A | #N/A | #N/A | #N/A | #N/A | #N/A | #N/A | #N/A | #N/A | R134a | 36 | 156 | #N/A | #N/A | #N/A | #N/A | #N/A | #N/A | #N/A | #N/A | #N/A | #N/A | #N/A | #N/A | #N/A | #N/A | #N/A | #N/A | #N/A | #N/A | #N/A | #N/A | 1.9547 | 2.0338 | 2.1136 | 2.1941 | 2.2754 | 2.3574 | 2.4403 | 2.5241 | 2.6088 | 2.6945 | 2.7812 | 2.8688 | 2.9575 | 3.0473 | 3.1382 | 3.2303 | 3.3234 | 3.4178 | 3.5133 | 3.6101 | 3.708 | 3.8073 | 3.9078 | 4.0096 | 4.1127 | 4.2171 | 4.3229 | 4.43 | 4.5385 | 4.6484 | 4.7597 | 4.8724 | 4.9866 | 5.1022 | 5.2192 | 5.3378 | 5.4578 | 5.5792 | 5.7022 | 5.8268 | 5.953
| -64 | #N/A | #N/A | #N/A | #N/A | #N/A | #N/A | #N/A | #N/A | #N/A | #N/A | #N/A |  | -64 | #N/A | #N/A | #N/A | #N/A | #N/A | #N/A | #N/A | #N/A | #N/A | #N/A | #N/A | R134a | 37 | 157 | #N/A | #N/A | #N/A | #N/A | #N/A | #N/A | #N/A | #N/A | #N/A | #N/A | #N/A | #N/A | #N/A | #N/A | #N/A | #N/A | #N/A | #N/A | #N/A | #N/A | 1.933 | 2.0114 | 2.0904 | 2.1701 | 2.2506 | 2.3319 | 2.414 | 2.497 | 2.581 | 2.6658 | 2.7517 | 2.8386 | 2.9265 | 3.0155 | 3.1056 | 3.1968 | 3.2892 | 3.3827 | 3.4774 | 3.5733 | 3.6705 | 3.7689 | 3.8685 | 3.9695 | 4.0717 | 4.1753 | 4.2802 | 4.3864 | 4.494 | 4.603 | 4.7134 | 4.8252 | 4.9385 | 5.0532 | 5.1693 | 5.2869 | 5.406 | 5.5264 | 5.6485 | 5.7722 | 5.8974
| -63 | #N/A | #N/A | #N/A | #N/A | #N/A | #N/A | #N/A | #N/A | #N/A | #N/A | #N/A |  | -63 | #N/A | #N/A | #N/A | #N/A | #N/A | #N/A | #N/A | #N/A | #N/A | #N/A | #N/A | R134a | 38 | 158 | #N/A | #N/A | #N/A | #N/A | #N/A | #N/A | #N/A | #N/A | #N/A | #N/A | #N/A | #N/A | #N/A | #N/A | #N/A | #N/A | #N/A | #N/A | #N/A | #N/A | 1.9112 | 1.9888 | 2.0671 | 2.1461 | 2.2258 | 2.3063 | 2.3876 | 2.4699 | 2.553 | 2.6371 | 2.7222 | 2.8083 | 2.8954 | 2.9836 | 3.0729 | 3.1633 | 3.2548 | 3.3475 | 3.4414 | 3.5365 | 3.6328 | 3.7303 | 3.8292 | 3.9292 | 4.0306 | 4.1333 | 4.2373 | 4.3427 | 4.4494 | 4.5575 | 4.667 | 4.7779 | 4.8903 | 5.004 | 5.1192 | 5.2359 | 5.3541 | 5.4735 | 5.5947 | 5.7173 | 5.8415
| -62 | #N/A | #N/A | #N/A | #N/A | #N/A | #N/A | #N/A | #N/A | #N/A | #N/A | #N/A |  | -62 | #N/A | #N/A | #N/A | #N/A | #N/A | #N/A | #N/A | #N/A | #N/A | #N/A | #N/A | R134a | 39 | 159 | #N/A | #N/A | #N/A | #N/A | #N/A | #N/A | #N/A | #N/A | #N/A | #N/A | #N/A | #N/A | #N/A | #N/A | #N/A | #N/A | #N/A | #N/A | #N/A | #N/A | 1.8894 | 1.9663 | 2.0437 | 2.1219 | 2.2008 | 2.2806 | 2.3611 | 2.4426 | 2.5249 | 2.6083 | 2.6925 | 2.7778 | 2.8642 | 2.9516 | 3.04 | 3.1296 | 3.2203 | 3.3122 | 3.4053 | 3.4995 | 3.595 | 3.6917 | 3.7897 | 3.8889 | 3.9894 | 4.0912 | 4.1944 | 4.2989 | 4.4047 | 4.5119 | 4.6205 | 4.7305 | 4.8419 | 4.9547 | 5.069 | 5.1847 | 5.302 | 5.4204 | 5.5406 | 5.6623 | 5.7855
| -61 | #N/A | #N/A | #N/A | #N/A | #N/A | #N/A | #N/A | #N/A | #N/A | #N/A | #N/A |  | -61 | #N/A | #N/A | #N/A | #N/A | #N/A | #N/A | #N/A | #N/A | #N/A | #N/A | #N/A | R134a | 40 | 160 | #N/A | #N/A | #N/A | #N/A | #N/A | #N/A | #N/A | #N/A | #N/A | #N/A | #N/A | #N/A | #N/A | #N/A | #N/A | #N/A | #N/A | #N/A | #N/A | #N/A | 1.8675 | 1.9436 | 2.0203 | 2.0977 | 2.1758 | 2.2548 | 2.3346 | 2.4152 | 2.4968 | 2.5793 | 2.6628 | 2.7473 | 2.8328 | 2.9194 | 3.0071 | 3.0959 | 3.1858 | 3.2768 | 3.3691 | 3.4625 | 3.5571 | 3.6529 | 3.7501 | 3.8484 | 3.9481 | 4.049 | 4.1513 | 4.2549 | 4.3598 | 4.4661 | 4.5738 | 4.6829 | 4.7934 | 4.9053 | 5.0186 | 5.1334 | 5.2497 | 5.3672 | 5.4864 | 5.6071 | 5.7294
| -60 | #N/A | #N/A | #N/A | #N/A | #N/A | #N/A | #N/A | #N/A | #N/A | #N/A | #N/A |  | -60 | #N/A | #N/A | #N/A | #N/A | #N/A | #N/A | #N/A | #N/A | #N/A | #N/A | #N/A | R134a | 41 | 161 | #N/A | #N/A | #N/A | #N/A | #N/A | #N/A | #N/A | #N/A | #N/A | #N/A | #N/A | #N/A | #N/A | #N/A | #N/A | #N/A | #N/A | #N/A | #N/A | #N/A | 1.8456 | 1.9209 | 1.9968 | 2.0734 | 2.1508 | 2.2289 | 2.3079 | 2.3878 | 2.4686 | 2.5503 | 2.633 | 2.7167 | 2.8014 | 2.8872 | 2.9741 | 3.062 | 3.1511 | 3.2413 | 3.3327 | 3.4253 | 3.5191 | 3.6141 | 3.7103 | 3.8078 | 3.9066 | 4.0067 | 4.1081 | 4.2108 | 4.3148 | 4.4202 | 4.527 | 4.6351 | 4.7447 | 4.8557 | 4.9681 | 5.0819 | 5.1972 | 5.3138 | 5.432 | 5.5518 | 5.673
| -59 | #N/A | #N/A | #N/A | #N/A | #N/A | #N/A | #N/A | #N/A | #N/A | #N/A | #N/A |  | -59 | #N/A | #N/A | #N/A | #N/A | #N/A | #N/A | #N/A | #N/A | #N/A | #N/A | #N/A | R134a | 42 | 162 | #N/A | #N/A | #N/A | #N/A | #N/A | #N/A | #N/A | #N/A | #N/A | #N/A | #N/A | #N/A | #N/A | #N/A | #N/A | #N/A | #N/A | #N/A | #N/A | #N/A | 1.8235 | 1.898 | 1.9732 | 2.049 | 2.1256 | 2.203 | 2.2812 | 2.3603 | 2.4403 | 2.5212 | 2.6031 | 2.686 | 2.7699 | 2.8549 | 2.9409 | 3.028 | 3.1163 | 3.2057 | 3.2962 | 3.388 | 3.4809 | 3.5751 | 3.6704 | 3.7671 | 3.865 | 3.9642 | 4.0647 | 4.1665 | 4.2696 | 4.3741 | 4.48 | 4.5872 | 4.6959 | 4.8059 | 4.9174 | 5.0303 | 5.1446 | 5.2602 | 5.3775 | 5.4963 | 5.6165
| -58 | #N/A | #N/A | #N/A | #N/A | #N/A | #N/A | #N/A | #N/A | #N/A | #N/A | #N/A |  | -58 | #N/A | #N/A | #N/A | #N/A | #N/A | #N/A | #N/A | #N/A | #N/A | #N/A | #N/A | R134a | 43 | 163 | #N/A | #N/A | #N/A | #N/A | #N/A | #N/A | #N/A | #N/A | #N/A | #N/A | #N/A | #N/A | #N/A | #N/A | #N/A | #N/A | #N/A | #N/A | #N/A | #N/A | 1.8014 | 1.8752 | 1.9495 | 2.0246 | 2.1004 | 2.177 | 2.2544 | 2.3327 | 2.4119 | 2.492 | 2.5731 | 2.6552 | 2.7383 | 2.8224 | 2.9077 | 2.994 | 3.0814 | 3.17 | 3.2597 | 3.3506 | 3.4426 | 3.5359 | 3.6305 | 3.7262 | 3.8233 | 3.9216 | 4.0212 | 4.1221 | 4.2243 | 4.3279 | 4.4329 | 4.5392 | 4.6469 | 4.756 | 4.8665 | 4.9785 | 5.0918 | 5.2065 | 5.3228 | 5.4406 | 5.5598
| -57 | #N/A | #N/A | #N/A | #N/A | #N/A | #N/A | #N/A | #N/A | #N/A | #N/A | #N/A |  | -57 | #N/A | #N/A | #N/A | #N/A | #N/A | #N/A | #N/A | #N/A | #N/A | #N/A | #N/A | R134a | 44 | 164 | #N/A | #N/A | #N/A | #N/A | #N/A | #N/A | #N/A | #N/A | #N/A | #N/A | #N/A | #N/A | #N/A | #N/A | #N/A | #N/A | #N/A | #N/A | #N/A | #N/A | 1.7793 | 1.8522 | 1.9258 | 2 | 2.075 | 2.1509 | 2.2275 | 2.305 | 2.3834 | 2.4627 | 2.543 | 2.6243 | 2.7066 | 2.7899 | 2.8743 | 2.9598 | 3.0464 | 3.1341 | 3.223 | 3.313 | 3.4042 | 3.4967 | 3.5903 | 3.6852 | 3.7814 | 3.8788 | 3.9775 | 4.0775 | 4.1789 | 4.2816 | 4.3856 | 4.491 | 4.5977 | 4.7059 | 4.8155 | 4.9265 | 5.0389 | 5.1525 | 5.2679 | 5.3847 | 5.5029
| -56 | #N/A | #N/A | #N/A | #N/A | #N/A | #N/A | #N/A | #N/A | #N/A | #N/A | #N/A |  | -56 | #N/A | #N/A | #N/A | #N/A | #N/A | #N/A | #N/A | #N/A | #N/A | #N/A | #N/A | R134a | 45 | 165 | #N/A | #N/A | #N/A | #N/A | #N/A | #N/A | #N/A | #N/A | #N/A | #N/A | #N/A | #N/A | #N/A | #N/A | #N/A | #N/A | #N/A | #N/A | #N/A | #N/A | 1.757 | 1.8292 | 1.9019 | 1.9754 | 2.0496 | 2.1246 | 2.2005 | 2.2772 | 2.3548 | 2.4333 | 2.5128 | 2.5933 | 2.6747 | 2.7572 | 2.8408 | 2.9255 | 3.0112 | 3.0981 | 3.1861 | 3.2753 | 3.3657 | 3.4573 | 3.5501 | 3.6441 | 3.7394 | 3.8359 | 3.9337 | 4.0328 | 4.1333 | 4.235 | 4.3381 | 4.4426 | 4.5484 | 4.6556 | 4.7643 | 4.8743 | 4.9858 | 5.0984 | 5.2128 | 5.3286 | 5.4459
| -55 | #N/A | #N/A | #N/A | #N/A | #N/A | #N/A | #N/A | #N/A | #N/A | #N/A | #N/A |  | -55 | #N/A | #N/A | #N/A | #N/A | #N/A | #N/A | #N/A | #N/A | #N/A | #N/A | #N/A | R134a | 46 | 166 | #N/A | #N/A | #N/A | #N/A | #N/A | #N/A | #N/A | #N/A | #N/A | #N/A | #N/A | #N/A | #N/A | #N/A | #N/A | #N/A | #N/A | #N/A | #N/A | #N/A | 1.7347 | 1.806 | 1.878 | 1.9507 | 2.0241 | 2.0984 | 2.1734 | 2.2493 | 2.3261 | 2.4038 | 2.4825 | 2.5621 | 2.6428 | 2.7245 | 2.8072 | 2.891 | 2.976 | 3.062 | 3.1492 | 3.2375 | 3.327 | 3.4177 | 3.5097 | 3.6028 | 3.6972 | 3.7928 | 3.8898 | 3.988 | 4.0875 | 4.1883 | 4.2905 | 4.394 | 4.4989 | 4.6052 | 4.7129 | 4.8219 | 4.9324 | 5.0441 | 5.1575 | 5.2723 | 5.3886
| -54 | #N/A | #N/A | #N/A | #N/A | #N/A | #N/A | #N/A | #N/A | #N/A | #N/A | #N/A |  | -54 | #N/A | #N/A | #N/A | #N/A | #N/A | #N/A | #N/A | #N/A | #N/A | #N/A | #N/A | R134a | 47 | 167 | #N/A | #N/A | #N/A | #N/A | #N/A | #N/A | #N/A | #N/A | #N/A | #N/A | #N/A | #N/A | #N/A | #N/A | #N/A | #N/A | #N/A | #N/A | #N/A | #N/A | 1.7123 | 1.7828 | 1.854 | 1.9259 | 1.9986 | 2.072 | 2.1462 | 2.2213 | 2.2973 | 2.3742 | 2.4521 | 2.5309 | 2.6107 | 2.6916 | 2.7735 | 2.8565 | 2.9406 | 3.0258 | 3.1121 | 3.1996 | 3.2882 | 3.3781 | 3.4691 | 3.5614 | 3.6549 | 3.7496 | 3.8457 | 3.943 | 4.0416 | 4.1415 | 4.2427 | 4.3453 | 4.4493 | 4.5546 | 4.6613 | 4.7694 | 4.8789 | 4.9896 | 5.102 | 5.2158 | 5.3311
| -53 | #N/A | #N/A | #N/A | #N/A | #N/A | #N/A | #N/A | #N/A | #N/A | #N/A | #N/A |  | -53 | #N/A | #N/A | #N/A | #N/A | #N/A | #N/A | #N/A | #N/A | #N/A | #N/A | #N/A | R134a | 48 | 168 | #N/A | #N/A | #N/A | #N/A | #N/A | #N/A | #N/A | #N/A | #N/A | #N/A | #N/A | #N/A | #N/A | #N/A | #N/A | #N/A | #N/A | #N/A | #N/A | #N/A | 1.6898 | 1.7596 | 1.8299 | 1.901 | 1.9729 | 2.0455 | 2.1189 | 2.1932 | 2.2684 | 2.3445 | 2.4215 | 2.4995 | 2.5786 | 2.6586 | 2.7397 | 2.8218 | 2.9051 | 2.9894 | 3.0749 | 3.1615 | 3.2493 | 3.3383 | 3.4284 | 3.5198 | 3.6124 | 3.7063 | 3.8014 | 3.8978 | 3.9955 | 4.0945 | 4.1948 | 4.2964 | 4.3994 | 4.5038 | 4.6095 | 4.7167 | 4.8252 | 4.935 | 5.0463 | 5.1591 | 5.2734
| -52 | #N/A | #N/A | #N/A | #N/A | #N/A | #N/A | #N/A | #N/A | #N/A | #N/A | #N/A |  | -52 | #N/A | #N/A | #N/A | #N/A | #N/A | #N/A | #N/A | #N/A | #N/A | #N/A | #N/A | R134a | 49 | 169 | #N/A | #N/A | #N/A | #N/A | #N/A | #N/A | #N/A | #N/A | #N/A | #N/A | #N/A | #N/A | #N/A | #N/A | #N/A | #N/A | #N/A | #N/A | #N/A | #N/A | 1.6672 | 1.7362 | 1.8058 | 1.8761 | 1.9471 | 2.0189 | 2.0915 | 2.165 | 2.2394 | 2.3147 | 2.3909 | 2.4681 | 2.5463 | 2.6255 | 2.7057 | 2.787 | 2.8694 | 2.9529 | 3.0375 | 3.1233 | 3.2102 | 3.2983 | 3.3876 | 3.4781 | 3.5698 | 3.6627 | 3.7569 | 3.8524 | 3.9492 | 4.0473 | 4.1466 | 4.2474 | 4.3494 | 4.4528 | 4.5576 | 4.6637 | 4.7713 | 4.8801 | 4.9904 | 5.1022 | 5.2155
| -51 | #N/A | #N/A | #N/A | #N/A | #N/A | #N/A | #N/A | #N/A | #N/A | #N/A | #N/A |  | -51 | #N/A | #N/A | #N/A | #N/A | #N/A | #N/A | #N/A | #N/A | #N/A | #N/A | #N/A | R134a | 50 | 170 | #N/A | #N/A | #N/A | #N/A | #N/A | #N/A | #N/A | #N/A | #N/A | #N/A | #N/A | #N/A | #N/A | #N/A | #N/A | #N/A | #N/A | #N/A | #N/A | #N/A | 1.6446 | 1.7127 | 1.7815 | 1.851 | 1.9212 | 1.9922 | 2.064 | 2.1367 | 2.2103 | 2.2847 | 2.3601 | 2.4365 | 2.5138 | 2.5922 | 2.6716 | 2.7521 | 2.8336 | 2.9163 | 3 | 3.0849 | 3.171 | 3.2582 | 3.3466 | 3.4362 | 3.527 | 3.619 | 3.7123 | 3.8069 | 3.9027 | 3.9999 | 4.0983 | 4.1981 | 4.2992 | 4.4016 | 4.5054 | 4.6106 | 4.7172 | 4.825 | 4.9343 | 5.0451 | 5.1574
| -50 | #N/A | #N/A | #N/A | #N/A | #N/A | #N/A | #N/A | #N/A | 482706.53 | #N/A | #N/A |  | -50 | 109778.9 | #N/A | 64352.39 | #N/A | 82314.23 | 87978.97 | #N/A | #N/A | 482706.53 | #N/A | #N/A | R134a | 51 | 171 | #N/A | #N/A | #N/A | #N/A | #N/A | #N/A | #N/A | #N/A | #N/A | #N/A | #N/A | #N/A | #N/A | #N/A | #N/A | #N/A | #N/A | #N/A | #N/A | #N/A | 1.6218 | 1.6892 | 1.7572 | 1.8258 | 1.8952 | 1.9654 | 2.0364 | 2.1083 | 2.181 | 2.2547 | 2.3292 | 2.4048 | 2.4813 | 2.5588 | 2.6374 | 2.717 | 2.7977 | 2.8795 | 2.9624 | 3.0464 | 3.1316 | 3.2179 | 3.3054 | 3.3941 | 3.484 | 3.5752 | 3.6676 | 3.7612 | 3.8561 | 3.9523 | 4.0498 | 4.1486 | 4.2488 | 4.3502 | 4.4531 | 4.5573 | 4.6629 | 4.7696 | 4.878 | 4.9878 | 5.099
| -49 | #N/A | #N/A | #N/A | #N/A | #N/A | #N/A | #N/A | #N/A | 502726.15 | #N/A | #N/A |  | -49 | 115358.24 | #N/A | 67725.93 | #N/A | 86535.43 | 92413.73 | #N/A | #N/A | 502726.15 | #N/A | #N/A | R134a | 52 | 172 | #N/A | #N/A | #N/A | #N/A | #N/A | #N/A | #N/A | #N/A | #N/A | #N/A | #N/A | #N/A | #N/A | #N/A | #N/A | #N/A | #N/A | #N/A | #N/A | #N/A | 1.599 | 1.6655 | 1.7327 | 1.8006 | 1.8692 | 1.9385 | 2.0087 | 2.0798 | 2.1517 | 2.2245 | 2.2982 | 2.3729 | 2.4486 | 2.5253 | 2.603 | 2.6818 | 2.7616 | 2.8425 | 2.9246 | 3.0077 | 3.092 | 3.1775 | 3.2641 | 3.3519 | 3.4409 | 3.5311 | 3.6226 | 3.7153 | 3.8093 | 3.9046 | 4.0011 | 4.099 | 4.1981 | 4.2987 | 4.4005 | 4.5037 | 4.6083 | 4.7141 | 4.8215 | 4.9302 | 5.0404
| -48 | #N/A | #N/A | #N/A | #N/A | #N/A | #N/A | #N/A | #N/A | 523364.07 | #N/A | #N/A |  | -48 | 121159.84 | #N/A | 71239.53 | #N/A | 90925.68 | 97023.09 | #N/A | #N/A | 523364.07 | #N/A | #N/A | R134a | 53 | 173 | #N/A | #N/A | #N/A | #N/A | #N/A | #N/A | #N/A | #N/A | #N/A | #N/A | #N/A | #N/A | #N/A | #N/A | #N/A | #N/A | #N/A | #N/A | #N/A | #N/A | 1.5761 | 1.6418 | 1.7081 | 1.7752 | 1.843 | 1.9115 | 1.9809 | 2.0511 | 2.1222 | 2.1942 | 2.2671 | 2.341 | 2.4158 | 2.4917 | 2.5685 | 2.6464 | 2.7254 | 2.8055 | 2.8866 | 2.9689 | 3.0523 | 3.1368 | 3.2226 | 3.3095 | 3.3976 | 3.4869 | 3.5775 | 3.6692 | 3.7623 | 3.8566 | 3.9522 | 4.0491 | 4.1473 | 4.2469 | 4.3477 | 4.45 | 4.5536 | 4.6583 | 4.7647 | 4.8724 | 4.9816
| -47 | #N/A | #N/A | #N/A | #N/A | #N/A | #N/A | #N/A | #N/A | 544632.14 | #N/A | #N/A |  | -47 | 127189.83 | #N/A | 74897.3 | #N/A | 95489.68 | 101811.84 | #N/A | #N/A | 544632.14 | #N/A | #N/A | R134a | 54 | 174 | #N/A | #N/A | #N/A | #N/A | #N/A | #N/A | #N/A | #N/A | #N/A | #N/A | #N/A | #N/A | #N/A | #N/A | #N/A | #N/A | #N/A | #N/A | #N/A | #N/A | 1.553 | 1.6179 | 1.6835 | 1.7497 | 1.8167 | 1.8844 | 1.953 | 2.0223 | 2.0926 | 2.1637 | 2.2358 | 2.3089 | 2.3829 | 2.4579 | 2.5339 | 2.6109 | 2.689 | 2.7682 | 2.8485 | 2.9299 | 3.0124 | 3.0961 | 3.1809 | 3.2669 | 3.3541 | 3.4425 | 3.5321 | 3.623 | 3.7151 | 3.8084 | 3.9031 | 3.999 | 4.0963 | 4.1948 | 4.2947 | 4.396 | 4.4986 | 4.6023 | 4.7076 | 4.8144 | 4.9225
| -46 | #N/A | #N/A | #N/A | #N/A | #N/A | #N/A | #N/A | #N/A | 566542.33 | #N/A | #N/A |  | -46 | 133454.45 | #N/A | 78703.41 | #N/A | 100232.16 | 106784.82 | #N/A | #N/A | 566542.33 | #N/A | #N/A | R134a | 55 | 175 | #N/A | #N/A | #N/A | #N/A | #N/A | #N/A | #N/A | #N/A | #N/A | #N/A | #N/A | #N/A | #N/A | #N/A | #N/A | #N/A | #N/A | #N/A | #N/A | #N/A | 1.5299 | 1.594 | 1.6587 | 1.7241 | 1.7902 | 1.8572 | 1.9249 | 1.9934 | 2.0629 | 2.1332 | 2.2044 | 2.2766 | 2.3498 | 2.4239 | 2.4991 | 2.5753 | 2.6525 | 2.7308 | 2.8102 | 2.8907 | 2.9723 | 3.0551 | 3.139 | 3.2241 | 3.3104 | 3.3979 | 3.4866 | 3.5765 | 3.6677 | 3.7601 | 3.8538 | 3.9487 | 4.045 | 4.1426 | 4.2415 | 4.3417 | 4.4433 | 4.5461 | 4.6504 | 4.7561 | 4.8631
| -45 | #N/A | #N/A | #N/A | #N/A | #N/A | #N/A | #N/A | #N/A | 589106.67 | #N/A | #N/A |  | -45 | 139960.01 | #N/A | 82662.11 | #N/A | 105157.94 | 111946.92 | #N/A | #N/A | 589106.67 | #N/A | #N/A | R134a | 56 | 176 | #N/A | #N/A | #N/A | #N/A | #N/A | #N/A | #N/A | #N/A | #N/A | #N/A | #N/A | #N/A | #N/A | #N/A | #N/A | #N/A | #N/A | #N/A | #N/A | #N/A | 1.5067 | 1.5699 | 1.6338 | 1.6984 | 1.7637 | 1.8298 | 1.8967 | 1.9644 | 2.033 | 2.1025 | 2.1729 | 2.2442 | 2.3165 | 2.3898 | 2.4641 | 2.5394 | 2.6158 | 2.6932 | 2.7718 | 2.8514 | 2.9321 | 3.014 | 3.097 | 3.1812 | 3.2665 | 3.3531 | 3.4408 | 3.5298 | 3.62 | 3.7115 | 3.8042 | 3.8982 | 3.9935 | 4.0901 | 4.188 | 4.2872 | 4.3878 | 4.4896 | 4.5928 | 4.6975 | 4.8035
| -44 | #N/A | #N/A | #N/A | #N/A | #N/A | #N/A | #N/A | #N/A | 612337.27 | #N/A | #N/A |  | -44 | 146712.9 | #N/A | 86777.67 | #N/A | 110271.87 | 117303.12 | #N/A | #N/A | #N/A | #N/A | #N/A | R134a | 57 | 177 | #N/A | #N/A | #N/A | #N/A | #N/A | #N/A | #N/A | #N/A | #N/A | #N/A | #N/A | #N/A | #N/A | #N/A | #N/A | #N/A | #N/A | #N/A | #N/A | #N/A | 1.4833 | 1.5457 | 1.6088 | 1.6726 | 1.7371 | 1.8023 | 1.8684 | 1.9352 | 2.003 | 2.0716 | 2.1412 | 2.2117 | 2.2831 | 2.3556 | 2.429 | 2.5034 | 2.5789 | 2.6555 | 2.7331 | 2.8118 | 2.8917 | 2.9726 | 3.0547 | 3.138 | 3.2224 | 3.3081 | 3.3949 | 3.4829 | 3.5722 | 3.6627 | 3.7544 | 3.8475 | 3.9418 | 4.0374 | 4.1343 | 4.2325 | 4.3321 | 4.4328 | 4.535 | 4.6386 | 4.7436
| -43 | #N/A | #N/A | #N/A | #N/A | #N/A | #N/A | #N/A | #N/A | 636246.35 | #N/A | #N/A |  | -43 | 153719.59 | #N/A | 91054.46 | #N/A | 115578.88 | 122858.43 | #N/A | #N/A | #N/A | #N/A | #N/A | R134a | 58 | 178 | #N/A | #N/A | #N/A | #N/A | #N/A | #N/A | #N/A | #N/A | #N/A | #N/A | #N/A | #N/A | #N/A | #N/A | #N/A | #N/A | #N/A | #N/A | #N/A | #N/A | 1.4599 | 1.5215 | 1.5837 | 1.6466 | 1.7103 | 1.7747 | 1.8399 | 1.9059 | 1.9729 | 2.0406 | 2.1093 | 2.179 | 2.2496 | 2.3211 | 2.3937 | 2.4673 | 2.5419 | 2.6176 | 2.6943 | 2.7721 | 2.8511 | 2.9311 | 3.0123 | 3.0946 | 3.1781 | 3.2628 | 3.3487 | 3.4358 | 3.5241 | 3.6136 | 3.7044 | 3.7965 | 3.8898 | 3.9844 | 4.0803 | 4.1775 | 4.276 | 4.3757 | 4.4769 | 4.5795 | 4.6834
| -42 | #N/A | #N/A | #N/A | #N/A | #N/A | #N/A | #N/A | #N/A | 660846.21 | #N/A | #N/A |  | -42 | 160986.63 | #N/A | 95496.87 | #N/A | 121083.93 | 128617.94 | #N/A | #N/A | #N/A | #N/A | #N/A | R134a | 59 | 179 | #N/A | #N/A | #N/A | #N/A | #N/A | #N/A | #N/A | #N/A | #N/A | #N/A | #N/A | #N/A | #N/A | #N/A | #N/A | #N/A | #N/A | #N/A | #N/A | #N/A | 1.4363 | 1.4971 | 1.5584 | 1.6205 | 1.6833 | 1.7469 | 1.8113 | 1.8765 | 1.9426 | 2.0095 | 2.0773 | 2.1461 | 2.2158 | 2.2865 | 2.3582 | 2.4309 | 2.5047 | 2.5794 | 2.6553 | 2.7322 | 2.8102 | 2.8894 | 2.9696 | 3.051 | 3.1336 | 3.2174 | 3.3023 | 3.3884 | 3.4758 | 3.5643 | 3.6541 | 3.7452 | 3.8375 | 3.9311 | 4.026 | 4.1222 | 4.2197 | 4.3184 | 4.4186 | 4.5201 | 4.623
| -41 | #N/A | #N/A | #N/A | #N/A | #N/A | #N/A | #N/A | #N/A | 686149.25 | #N/A | #N/A |  | -41 | 168520.63 | #N/A | 100109.38 | #N/A | 126792.06 | 134586.78 | #N/A | #N/A | #N/A | #N/A | #N/A | R134a | 60 | 180 | #N/A | #N/A | #N/A | #N/A | #N/A | #N/A | #N/A | #N/A | #N/A | #N/A | #N/A | #N/A | #N/A | #N/A | #N/A | #N/A | #N/A | #N/A | #N/A | #N/A | 1.4126 | 1.4725 | 1.5331 | 1.5943 | 1.6563 | 1.719 | 1.7825 | 1.8469 | 1.9121 | 1.9782 | 2.0452 | 2.1131 | 2.1819 | 2.2518 | 2.3226 | 2.3944 | 2.4672 | 2.5411 | 2.6161 | 2.6921 | 2.7692 | 2.8474 | 2.9268 | 3.0072 | 3.0889 | 3.1717 | 3.2556 | 3.3408 | 3.4272 | 3.5148 | 3.6036 | 3.6937 | 3.785 | 3.8776 | 3.9715 | 4.0667 | 4.1631 | 4.2608 | 4.3599 | 4.4604 | 4.5622
| -40 | #N/A | #N/A | #N/A | #N/A | #N/A | #N/A | #N/A | #N/A | 712167.98 | #N/A | 999857.08 |  | -40 | 176328.31 | #N/A | 104896.5 | #N/A | 132708.35 | 140770.14 | #N/A | #N/A | #N/A | #N/A | #N/A | R134a | 61 | 181 | #N/A | #N/A | #N/A | #N/A | #N/A | #N/A | #N/A | #N/A | #N/A | #N/A | #N/A | #N/A | #N/A | #N/A | #N/A | #N/A | #N/A | #N/A | #N/A | #N/A | 1.3888 | 1.4478 | 1.5076 | 1.568 | 1.6291 | 1.691 | 1.7536 | 1.8171 | 1.8815 | 1.9467 | 2.0128 | 2.0799 | 2.1478 | 2.2168 | 2.2867 | 2.3577 | 2.4296 | 2.5026 | 2.5766 | 2.6517 | 2.7279 | 2.8052 | 2.8836 | 2.9632 | 3.0439 | 3.1257 | 3.2087 | 3.2929 | 3.3783 | 3.465 | 3.5528 | 3.6419 | 3.7322 | 3.8238 | 3.9167 | 4.0108 | 4.1063 | 4.2028 | 4.3009 | 4.4003 | 4.5011
| -39 | #N/A | #N/A | #N/A | #N/A | #N/A | #N/A | #N/A | #N/A | 738915 | #N/A | 1036990.49 |  | -39 | 184416.44 | #N/A | 109862.8 | #N/A | 138837.95 | 147173.28 | #N/A | #N/A | #N/A | #N/A | #N/A | R134a | 62 | 182 | #N/A | #N/A | #N/A | #N/A | #N/A | #N/A | #N/A | #N/A | #N/A | #N/A | #N/A | #N/A | #N/A | #N/A | #N/A | #N/A | #N/A | #N/A | #N/A | #N/A | 1.3648 | 1.423 | 1.4819 | 1.5414 | 1.6017 | 1.6627 | 1.7246 | 1.7872 | 1.8507 | 1.915 | 1.9803 | 2.0465 | 2.1136 | 2.1816 | 2.2507 | 2.3207 | 2.3918 | 2.4638 | 2.537 | 2.6112 | 2.6864 | 2.7628 | 2.8403 | 2.9189 | 2.9986 | 3.0795 | 3.1616 | 3.2448 | 3.3292 | 3.4149 | 3.5017 | 3.5898 | 3.6791 | 3.7697 | 3.8615 | 3.9546 | 4.049 | 4.1446 | 4.2416 | 4.3399 | 4.4396
| -38 | #N/A | #N/A | #N/A | #N/A | #N/A | #N/A | #N/A | #N/A | 766403.02 | #N/A | 1075169.83 |  | -38 | 192791.86 | #N/A | 115012.91 | #N/A | 145186.05 | 153801.5 | #N/A | #N/A | #N/A | #N/A | #N/A | R134a | 63 | 183 | #N/A | #N/A | #N/A | #N/A | #N/A | #N/A | #N/A | #N/A | #N/A | #N/A | #N/A | #N/A | #N/A | #N/A | #N/A | #N/A | #N/A | #N/A | #N/A | #N/A | 1.3407 | 1.3981 | 1.4561 | 1.5148 | 1.5742 | 1.6344 | 1.6953 | 1.7571 | 1.8197 | 1.8832 | 1.9476 | 2.0129 | 2.0791 | 2.1463 | 2.2144 | 2.2836 | 2.3537 | 2.4249 | 2.4971 | 2.5704 | 2.6447 | 2.7202 | 2.7967 | 2.8743 | 2.9531 | 3.0331 | 3.1141 | 3.1964 | 3.2798 | 3.3645 | 3.4503 | 3.5374 | 3.6257 | 3.7153 | 3.8061 | 3.8981 | 3.9915 | 4.086 | 4.1819 | 4.2792 | 4.3778
| -37 | #N/A | #N/A | #N/A | #N/A | #N/A | #N/A | #N/A | #N/A | 794644.88 | #N/A | 1114413.9 |  | -37 | 201461.52 | #N/A | 120351.52 | #N/A | 151757.88 | 160660.16 | #N/A | #N/A | #N/A | #N/A | #N/A | R134a | 64 | 184 | #N/A | #N/A | #N/A | #N/A | #N/A | #N/A | #N/A | #N/A | #N/A | #N/A | #N/A | #N/A | #N/A | #N/A | #N/A | #N/A | #N/A | #N/A | #N/A | #N/A | 1.3165 | 1.373 | 1.4301 | 1.488 | 1.5465 | 1.6058 | 1.6659 | 1.7268 | 1.7886 | 1.8512 | 1.9147 | 1.9791 | 2.0444 | 2.1107 | 2.178 | 2.2462 | 2.3154 | 2.3857 | 2.457 | 2.5293 | 2.6027 | 2.6772 | 2.7528 | 2.8295 | 2.9074 | 2.9863 | 3.0664 | 3.1477 | 3.2302 | 3.3138 | 3.3986 | 3.4847 | 3.572 | 3.6605 | 3.7503 | 3.8413 | 3.9336 | 4.027 | 4.1219 | 4.2181 | 4.3156
| -36 | #N/A | #N/A | #N/A | #N/A | #N/A | #N/A | #N/A | #N/A | 823653.54 | #N/A | 1154741.58 |  | -36 | 210432.41 | #N/A | 125883.35 | #N/A | 158558.76 | 167754.66 | #N/A | #N/A | #N/A | #N/A | #N/A | R134a | 65 | 185 | #N/A | #N/A | #N/A | #N/A | #N/A | #N/A | #N/A | #N/A | #N/A | #N/A | #N/A | #N/A | #N/A | #N/A | #N/A | #N/A | #N/A | #N/A | #N/A | #N/A | 1.2921 | 1.3477 | 1.404 | 1.461 | 1.5187 | 1.5771 | 1.6363 | 1.6964 | 1.7572 | 1.819 | 1.8816 | 1.9451 | 2.0095 | 2.0749 | 2.1413 | 2.2086 | 2.2769 | 2.3463 | 2.4166 | 2.488 | 2.5605 | 2.6341 | 2.7087 | 2.7844 | 2.8613 | 2.9393 | 3.0184 | 3.0987 | 3.1802 | 3.2628 | 3.3466 | 3.4317 | 3.5179 | 3.6054 | 3.6941 | 3.7841 | 3.8754 | 3.9677 | 4.0615 | 4.1566 | 4.253
| -35 | #N/A | #N/A | #N/A | #N/A | #N/A | #N/A | #N/A | #N/A | 853442.06 | #N/A | 1196171.83 |  | -35 | 219711.6 | #N/A | 131613.2 | #N/A | 165594.01 | 175090.47 | #N/A | #N/A | #N/A | #N/A | #N/A | R134a | 66 | 186 | #N/A | #N/A | #N/A | #N/A | #N/A | #N/A | #N/A | #N/A | #N/A | #N/A | #N/A | #N/A | #N/A | #N/A | #N/A | #N/A | #N/A | #N/A | #N/A | #N/A | 1.2676 | 1.3223 | 1.3777 | 1.4338 | 1.4906 | 1.5482 | 1.6065 | 1.6657 | 1.7257 | 1.7865 | 1.8482 | 1.9109 | 1.9744 | 2.0389 | 2.1043 | 2.1707 | 2.2381 | 2.3066 | 2.376 | 2.4465 | 2.518 | 2.5906 | 2.6643 | 2.7391 | 2.8149 | 2.8919 | 2.9701 | 3.0494 | 3.1298 | 3.2115 | 3.2943 | 3.3783 | 3.4635 | 3.55 | 3.6376 | 3.7266 | 3.8168 | 3.908 | 4.0007 | 4.0948 | 4.1901
| -34 | #N/A | #N/A | #N/A | #N/A | #N/A | #N/A | #N/A | #N/A | 884023.67 | #N/A | 1238723.7 |  | -34 | 229306.25 | #N/A | 137545.88 | #N/A | 172869.05 | 182673.1 | #N/A | #N/A | #N/A | #N/A | #N/A | R134a | 67 | 187 | #N/A | #N/A | #N/A | #N/A | #N/A | #N/A | #N/A | #N/A | #N/A | #N/A | #N/A | #N/A | #N/A | #N/A | #N/A | #N/A | #N/A | #N/A | #N/A | #N/A | 1.2429 | 1.2967 | 1.3513 | 1.4065 | 1.4624 | 1.5191 | 1.5766 | 1.6348 | 1.6939 | 1.7539 | 1.8147 | 1.8764 | 1.9391 | 2.0026 | 2.0671 | 2.1326 | 2.1991 | 2.2666 | 2.3351 | 2.4046 | 2.4752 | 2.5468 | 2.6196 | 2.6934 | 2.7683 | 2.8443 | 2.9214 | 2.9997 | 3.0792 | 3.1598 | 3.2416 | 3.3246 | 3.4088 | 3.4941 | 3.5808 | 3.6686 | 3.7577 | 3.8479 | 3.9396 | 4.0325 | 4.1266
| -33 | #N/A | #N/A | #N/A | #N/A | #N/A | #N/A | #N/A | #N/A | 915411.73 | #N/A | 1282416.29 |  | -33 | 239223.57 | #N/A | 143686.3 | #N/A | 180389.32 | 190508.11 | #N/A | #N/A | #N/A | #N/A | #N/A | R134a | 68 | 188 | #N/A | #N/A | #N/A | #N/A | #N/A | #N/A | #N/A | #N/A | #N/A | #N/A | #N/A | #N/A | #N/A | #N/A | #N/A | #N/A | #N/A | #N/A | #N/A | #N/A | 1.218 | 1.271 | 1.3246 | 1.3789 | 1.434 | 1.4898 | 1.5464 | 1.6037 | 1.6619 | 1.721 | 1.7809 | 1.8417 | 1.9034 | 1.9661 | 2.0297 | 2.0943 | 2.1598 | 2.2263 | 2.2939 | 2.3625 | 2.4321 | 2.5028 | 2.5745 | 2.6473 | 2.7213 | 2.7963 | 2.8724 | 2.9497 | 3.0282 | 3.1078 | 3.1885 | 3.2705 | 3.3536 | 3.4379 | 3.5235 | 3.6103 | 3.6983 | 3.7874 | 3.8779 | 3.9697 | 4.0628
| -32 | #N/A | #N/A | #N/A | #N/A | #N/A | #N/A | #N/A | #N/A | 947619.72 | #N/A | 1327268.77 |  | -32 | 249470.87 | #N/A | 150039.39 | #N/A | 188160.3 | 198601.11 | #N/A | #N/A | #N/A | #N/A | #N/A | R134a | 69 | 189 | #N/A | #N/A | #N/A | #N/A | #N/A | #N/A | #N/A | #N/A | #N/A | #N/A | #N/A | #N/A | #N/A | #N/A | #N/A | #N/A | #N/A | #N/A | #N/A | #N/A | 1.1929 | 1.245 | 1.2978 | 1.3512 | 1.4054 | 1.4603 | 1.5159 | 1.5724 | 1.6297 | 1.6879 | 1.7469 | 1.8068 | 1.8676 | 1.9293 | 1.992 | 2.0556 | 2.1202 | 2.1858 | 2.2524 | 2.32 | 2.3887 | 2.4584 | 2.5291 | 2.601 | 2.6739 | 2.7479 | 2.8231 | 2.8994 | 2.9768 | 3.0553 | 3.135 | 3.2159 | 3.298 | 3.3813 | 3.4658 | 3.5515 | 3.6384 | 3.7264 | 3.8159 | 3.9065 | 3.9985
| -31 | #N/A | #N/A | #N/A | #N/A | #N/A | #N/A | #N/A | #N/A | 980661.31 | #N/A | 1373300.39 |  | -31 | 260055.5 | #N/A | 156610.12 | #N/A | 196187.55 | 206957.74 | #N/A | #N/A | #N/A | #N/A | #N/A | R134a | 70 | 190 | #N/A | #N/A | #N/A | #N/A | #N/A | #N/A | #N/A | #N/A | #N/A | #N/A | #N/A | #N/A | #N/A | #N/A | #N/A | #N/A | #N/A | #N/A | #N/A | #N/A | 1.1676 | 1.2189 | 1.2707 | 1.3232 | 1.3765 | 1.4305 | 1.4853 | 1.5409 | 1.5972 | 1.6545 | 1.7126 | 1.7715 | 1.8314 | 1.8922 | 1.954 | 2.0166 | 2.0803 | 2.1449 | 2.2106 | 2.2772 | 2.3449 | 2.4136 | 2.4834 | 2.5543 | 2.6262 | 2.6992 | 2.7734 | 2.8486 | 2.925 | 3.0025 | 3.0812 | 3.161 | 3.242 | 3.3242 | 3.4076 | 3.4922 | 3.5781 | 3.665 | 3.7533 | 3.8428 | 3.9337
| -30 | #N/A | #N/A | #N/A | #N/A | #N/A | #N/A | #N/A | #N/A | 1014550.32 | #N/A | 1420530.45 |  | -30 | 270984.91 | 84365.39 | 163403.53 | #N/A | 204476.63 | 215583.73 | #N/A | 139214.32 | #N/A | #N/A | #N/A | R134a | 71 | 191 | #N/A | #N/A | #N/A | #N/A | #N/A | #N/A | #N/A | #N/A | #N/A | #N/A | #N/A | #N/A | #N/A | #N/A | #N/A | #N/A | #N/A | #N/A | #N/A | #N/A | 1.1422 | 1.1925 | 1.2434 | 1.2951 | 1.3474 | 1.4005 | 1.4544 | 1.509 | 1.5645 | 1.6208 | 1.678 | 1.736 | 1.795 | 1.8548 | 1.9156 | 1.9774 | 2.0401 | 2.1038 | 2.1684 | 2.2341 | 2.3008 | 2.3685 | 2.4373 | 2.5072 | 2.5781 | 2.6501 | 2.7232 | 2.7974 | 2.8728 | 2.9492 | 3.0268 | 3.1056 | 3.1856 | 3.2667 | 3.349 | 3.4325 | 3.5172 | 3.6031 | 3.6902 | 3.7786 | 3.8683
| -29 | #N/A | #N/A | #N/A | #N/A | #N/A | #N/A | #N/A | #N/A | 1049300.73 | #N/A | 1468978.29 |  | -29 | 282266.61 | 88450.78 | 170424.69 | #N/A | 213033.2 | 224484.8 | #N/A | 145694.52 | #N/A | #N/A | #N/A | R134a | 72 | 192 | #N/A | #N/A | #N/A | #N/A | #N/A | #N/A | #N/A | #N/A | #N/A | #N/A | #N/A | #N/A | #N/A | #N/A | #N/A | #N/A | #N/A | #N/A | #N/A | #N/A | 1.1165 | 1.1659 | 1.2159 | 1.2666 | 1.3181 | 1.3703 | 1.4232 | 1.4769 | 1.5315 | 1.5869 | 1.6431 | 1.7002 | 1.7582 | 1.8171 | 1.877 | 1.9378 | 1.9995 | 2.0622 | 2.1259 | 2.1906 | 2.2563 | 2.3231 | 2.3908 | 2.4597 | 2.5296 | 2.6006 | 2.6726 | 2.7458 | 2.8201 | 2.8955 | 2.9721 | 3.0498 | 3.1286 | 3.2087 | 3.2899 | 3.3723 | 3.4559 | 3.5406 | 3.6266 | 3.7139 | 3.8024
| -28 | #N/A | #N/A | #N/A | #N/A | #N/A | #N/A | #N/A | #N/A | 1084926.73 | #N/A | 1518663.32 |  | -28 | 293908.17 | 92691.84 | 177678.72 | #N/A | 221862.92 | 233666.76 | #N/A | 152409.38 | #N/A | #N/A | #N/A | R134a | 73 | 193 | #N/A | #N/A | #N/A | #N/A | #N/A | #N/A | #N/A | #N/A | #N/A | #N/A | #N/A | #N/A | #N/A | #N/A | #N/A | #N/A | #N/A | #N/A | #N/A | #N/A | 1.0906 | 1.139 | 1.1882 | 1.238 | 1.2885 | 1.3397 | 1.3918 | 1.4446 | 1.4982 | 1.5526 | 1.6079 | 1.6641 | 1.7212 | 1.7791 | 1.838 | 1.8978 | 1.9586 | 2.0203 | 2.083 | 2.1467 | 2.2114 | 2.2772 | 2.3439 | 2.4118 | 2.4806 | 2.5506 | 2.6216 | 2.6937 | 2.767 | 2.8413 | 2.9168 | 2.9934 | 3.0712 | 3.1501 | 3.2302 | 3.3115 | 3.394 | 3.4776 | 3.5624 | 3.6486 | 3.7359
| -27 | #N/A | #N/A | #N/A | #N/A | #N/A | #N/A | #N/A | #N/A | 1121442.68 | #N/A | 1569605 |  | -27 | 305917.24 | 97092.72 | 185170.8 | #N/A | 230971.52 | 243135.44 | #N/A | 159364.73 | #N/A | #N/A | #N/A | R134a | 74 | 194 | #N/A | #N/A | #N/A | #N/A | #N/A | #N/A | #N/A | #N/A | #N/A | #N/A | #N/A | #N/A | #N/A | #N/A | #N/A | #N/A | #N/A | #N/A | #N/A | #N/A | 1.0644 | 1.112 | 1.1601 | 1.209 | 1.2586 | 1.3089 | 1.36 | 1.4119 | 1.4646 | 1.5181 | 1.5724 | 1.6276 | 1.6837 | 1.7407 | 1.7986 | 1.8575 | 1.9173 | 1.978 | 2.0397 | 2.1024 | 2.1661 | 2.2309 | 2.2966 | 2.3634 | 2.4312 | 2.5001 | 2.5701 | 2.6412 | 2.7133 | 2.7866 | 2.861 | 2.9365 | 3.0132 | 3.091 | 3.17 | 3.2502 | 3.3315 | 3.4139 | 3.4977 | 3.5826 | 3.6688
| -26 | #N/A | #N/A | #N/A | #N/A | #N/A | #N/A | #N/A | #N/A | 1158863.14 | #N/A | 1621822.83 |  | -26 | 318301.55 | 101657.63 | 192906.12 | #N/A | 240364.75 | 252896.72 | #N/A | 166566.45 | #N/A | #N/A | #N/A | R134a | 75 | 195 | #N/A | #N/A | #N/A | #N/A | #N/A | #N/A | #N/A | #N/A | #N/A | #N/A | #N/A | #N/A | #N/A | #N/A | #N/A | #N/A | #N/A | #N/A | #N/A | #N/A | 1.038 | 1.0846 | 1.1319 | 1.1798 | 1.2284 | 1.2778 | 1.328 | 1.3789 | 1.4306 | 1.4832 | 1.5365 | 1.5908 | 1.6459 | 1.7019 | 1.7589 | 1.8167 | 1.8755 | 1.9353 | 1.996 | 2.0577 | 2.1204 | 2.1841 | 2.2488 | 2.3145 | 2.3813 | 2.4492 | 2.5181 | 2.5881 | 2.6592 | 2.7314 | 2.8047 | 2.8791 | 2.9546 | 3.0313 | 3.1092 | 3.1882 | 3.2684 | 3.3497 | 3.4322 | 3.516 | 3.601
| -25 | #N/A | #N/A | #N/A | #N/A | #N/A | #N/A | #N/A | #N/A | 1197202.88 | #N/A | 1675336.33 |  | -25 | 331068.89 | 106390.82 | 200889.96 | #N/A | 250048.43 | 262956.5 | #N/A | 174020.49 | #N/A | #N/A | #N/A | R134a | 76 | 196 | #N/A | #N/A | #N/A | #N/A | #N/A | #N/A | #N/A | #N/A | #N/A | #N/A | #N/A | #N/A | #N/A | #N/A | #N/A | #N/A | #N/A | #N/A | #N/A | #N/A | #N/A | #N/A | #N/A | #N/A | #N/A | #N/A | #N/A | #N/A | #N/A | #N/A | #N/A | #N/A | #N/A | #N/A | #N/A | #N/A | #N/A | #N/A | #N/A | #N/A | #N/A | #N/A | #N/A | #N/A | #N/A | #N/A | #N/A | #N/A | #N/A | #N/A | #N/A | #N/A | #N/A | #N/A | #N/A | #N/A | #N/A | #N/A | #N/A | #N/A | #N/A
| -24 | #N/A | #N/A | #N/A | #N/A | #N/A | #N/A | #N/A | #N/A | 1236476.91 | #N/A | 1730165.09 |  | -24 | 344227.12 | 111296.61 | 209127.59 | #N/A | 260028.41 | 273320.76 | #N/A | 181732.89 | #N/A | #N/A | #N/A | R134a | 77 | 197 | #N/A | #N/A | #N/A | #N/A | #N/A | #N/A | #N/A | #N/A | #N/A | #N/A | #N/A | #N/A | #N/A | #N/A | #N/A | #N/A | #N/A | #N/A | #N/A | #N/A | #N/A | #N/A | #N/A | #N/A | #N/A | #N/A | #N/A | #N/A | #N/A | #N/A | #N/A | #N/A | #N/A | #N/A | #N/A | #N/A | #N/A | #N/A | #N/A | #N/A | #N/A | #N/A | #N/A | #N/A | #N/A | #N/A | #N/A | #N/A | #N/A | #N/A | #N/A | #N/A | #N/A | #N/A | #N/A | #N/A | #N/A | #N/A | #N/A | #N/A | #N/A
| -23 | #N/A | #N/A | #N/A | #N/A | #N/A | #N/A | #N/A | #N/A | 1276700.45 | #N/A | 1786328.7 |  | -23 | 357784.17 | 116379.34 | 217624.37 | #N/A | 270310.58 | 283995.49 | #N/A | 189709.71 | #N/A | #N/A | #N/A | R134a | 78 | 198 | #N/A | #N/A | #N/A | #N/A | #N/A | #N/A | #N/A | #N/A | #N/A | #N/A | #N/A | #N/A | #N/A | #N/A | #N/A | #N/A | #N/A | #N/A | #N/A | #N/A | #N/A | #N/A | #N/A | #N/A | #N/A | #N/A | #N/A | #N/A | #N/A | #N/A | #N/A | #N/A | #N/A | #N/A | #N/A | #N/A | #N/A | #N/A | #N/A | #N/A | #N/A | #N/A | #N/A | #N/A | #N/A | #N/A | #N/A | #N/A | #N/A | #N/A | #N/A | #N/A | #N/A | #N/A | #N/A | #N/A | #N/A | #N/A | #N/A | #N/A | #N/A
| -22 | #N/A | #N/A | #N/A | #N/A | #N/A | #N/A | #N/A | #N/A | 1317888.99 | #N/A | 1843846.81 |  | -22 | 371748.05 | 121643.45 | 226385.67 | #N/A | 280900.86 | 294986.72 | #N/A | 197957.1 | #N/A | #N/A | #N/A | R134a | 79 | 199 | #N/A | #N/A | #N/A | #N/A | #N/A | #N/A | #N/A | #N/A | #N/A | #N/A | #N/A | #N/A | #N/A | #N/A | #N/A | #N/A | #N/A | #N/A | #N/A | #N/A | #N/A | #N/A | #N/A | #N/A | #N/A | #N/A | #N/A | #N/A | #N/A | #N/A | #N/A | #N/A | #N/A | #N/A | #N/A | #N/A | #N/A | #N/A | #N/A | #N/A | #N/A | #N/A | #N/A | #N/A | #N/A | #N/A | #N/A | #N/A | #N/A | #N/A | #N/A | #N/A | #N/A | #N/A | #N/A | #N/A | #N/A | #N/A | #N/A | #N/A | #N/A
| -21 | #N/A | #N/A | #N/A | #N/A | #N/A | #N/A | #N/A | #N/A | 1360058.25 | #N/A | 1902739.07 |  | -21 | 386126.82 | 127093.39 | 235416.9 | #N/A | 291805.24 | 306300.53 | #N/A | 206481.29 | #N/A | #N/A | #N/A | R134a | 80 | 200 | #N/A | #N/A | #N/A | #N/A | #N/A | #N/A | #N/A | #N/A | #N/A | #N/A | #N/A | #N/A | #N/A | #N/A | #N/A | #N/A | #N/A | #N/A | #N/A | #N/A | #N/A | #N/A | #N/A | #N/A | #N/A | #N/A | #N/A | #N/A | #N/A | #N/A | #N/A | #N/A | #N/A | #N/A | #N/A | #N/A | #N/A | #N/A | #N/A | #N/A | #N/A | #N/A | #N/A | #N/A | #N/A | #N/A | #N/A | #N/A | #N/A | #N/A | #N/A | #N/A | #N/A | #N/A | #N/A | #N/A | #N/A | #N/A | #N/A | #N/A | #N/A
| -20 | #N/A | #N/A | #N/A | #N/A | #N/A | #N/A | #N/A | #N/A | 1403224.25 | #N/A | 1963025.16 |  | -20 | 400928.63 | 132733.66 | 244723.53 | #N/A | 303029.72 | 317943.04 | #N/A | 215288.54 | #N/A | #N/A | #N/A | R22 | -50 | 210 | #N/A | #N/A | #N/A | #N/A | #N/A | #N/A | #N/A | #N/A | #N/A | #N/A | #N/A | #N/A | #N/A | #N/A | #N/A | #N/A | #N/A | #N/A | #N/A | #N/A | #N/A | #N/A | #N/A | #N/A | #N/A | #N/A | #N/A | #N/A | #N/A | #N/A | #N/A | #N/A | #N/A | #N/A | #N/A | #N/A | #N/A | #N/A | #N/A | #N/A | #N/A | #N/A | #N/A | #N/A | #N/A | #N/A | #N/A | #N/A | #N/A | #N/A | #N/A | #N/A | #N/A | #N/A | #N/A | #N/A | #N/A | #N/A | #N/A | #N/A | #N/A
| -19 | #N/A | #N/A | #N/A | #N/A | #N/A | #N/A | #N/A | #N/A | 1447403.28 | #N/A | 2024724.77 |  | -19 | 416161.69 | 138568.84 | 254311.05 | #N/A | 314580.36 | 329920.38 | #N/A | 224385.2 | #N/A | #N/A | #N/A | R22 | -49 | 211 | #N/A | #N/A | #N/A | #N/A | #N/A | #N/A | #N/A | #N/A | #N/A | #N/A | #N/A | #N/A | #N/A | #N/A | #N/A | #N/A | #N/A | #N/A | #N/A | #N/A | #N/A | #N/A | #N/A | #N/A | #N/A | #N/A | #N/A | #N/A | #N/A | #N/A | #N/A | #N/A | #N/A | #N/A | #N/A | #N/A | #N/A | #N/A | #N/A | #N/A | #N/A | #N/A | #N/A | #N/A | #N/A | #N/A | #N/A | #N/A | #N/A | #N/A | #N/A | #N/A | #N/A | #N/A | #N/A | #N/A | #N/A | #N/A | #N/A | #N/A | #N/A
| -18 | #N/A | #N/A | #N/A | #N/A | #N/A | #N/A | #N/A | #N/A | 1492611.92 | #N/A | 2087857.62 |  | -18 | 431834.28 | 144603.53 | 264185 | #N/A | 326463.25 | 342238.74 | #N/A | 233777.66 | #N/A | #N/A | #N/A | R22 | -48 | 212 | #N/A | #N/A | #N/A | #N/A | #N/A | #N/A | #N/A | #N/A | #N/A | #N/A | #N/A | #N/A | #N/A | #N/A | #N/A | #N/A | #N/A | #N/A | #N/A | #N/A | #N/A | #N/A | #N/A | #N/A | #N/A | #N/A | #N/A | #N/A | #N/A | #N/A | #N/A | #N/A | #N/A | #N/A | #N/A | #N/A | #N/A | #N/A | #N/A | #N/A | #N/A | #N/A | #N/A | #N/A | #N/A | #N/A | #N/A | #N/A | #N/A | #N/A | #N/A | #N/A | #N/A | #N/A | #N/A | #N/A | #N/A | #N/A | #N/A | #N/A | #N/A
| -17 | #N/A | #N/A | #N/A | #N/A | #N/A | #N/A | #N/A | #N/A | 1538867.09 | #N/A | 2152443.43 |  | -17 | 447954.77 | 150842.39 | 274350.95 | #N/A | 338684.52 | 354904.35 | #N/A | 243472.39 | #N/A | #N/A | #N/A | R22 | -47 | 213 | #N/A | #N/A | #N/A | #N/A | #N/A | #N/A | #N/A | #N/A | #N/A | #N/A | #N/A | #N/A | #N/A | #N/A | #N/A | #N/A | #N/A | #N/A | #N/A | #N/A | #N/A | #N/A | #N/A | #N/A | #N/A | #N/A | #N/A | #N/A | #N/A | #N/A | #N/A | #N/A | #N/A | #N/A | #N/A | #N/A | #N/A | #N/A | #N/A | #N/A | #N/A | #N/A | #N/A | #N/A | #N/A | #N/A | #N/A | #N/A | #N/A | #N/A | #N/A | #N/A | #N/A | #N/A | #N/A | #N/A | #N/A | #N/A | #N/A | #N/A | #N/A
| -16 | #N/A | #N/A | #N/A | #N/A | #N/A | #N/A | #N/A | #N/A | 1586186.01 | #N/A | 2218501.92 |  | -16 | 464531.56 | 157290.13 | 284814.51 | #N/A | 351250.35 | 367923.45 | #N/A | 253475.92 | #N/A | #N/A | #N/A | R22 | -46 | 214 | #N/A | #N/A | #N/A | #N/A | #N/A | #N/A | #N/A | #N/A | #N/A | #N/A | #N/A | #N/A | #N/A | #N/A | #N/A | #N/A | #N/A | #N/A | #N/A | #N/A | #N/A | #N/A | #N/A | #N/A | #N/A | #N/A | #N/A | #N/A | #N/A | #N/A | #N/A | #N/A | #N/A | #N/A | #N/A | #N/A | #N/A | #N/A | #N/A | #N/A | #N/A | #N/A | #N/A | #N/A | #N/A | #N/A | #N/A | #N/A | #N/A | #N/A | #N/A | #N/A | #N/A | #N/A | #N/A | #N/A | #N/A | #N/A | #N/A | #N/A | #N/A
| -15 | #N/A | #N/A | #N/A | #N/A | #N/A | #N/A | #N/A | #N/A | 1634586.28 | #N/A | 2286052.82 |  | -15 | 481573.17 | 163951.49 | 295581.32 | #N/A | 364166.93 | 381302.33 | #N/A | 263794.85 | #N/A | #N/A | #N/A | R22 | -45 | 215 | #N/A | #N/A | #N/A | #N/A | #N/A | #N/A | #N/A | #N/A | #N/A | #N/A | #N/A | #N/A | #N/A | #N/A | #N/A | #N/A | #N/A | #N/A | #N/A | #N/A | #N/A | #N/A | #N/A | #N/A | #N/A | #N/A | #N/A | #N/A | #N/A | #N/A | #N/A | #N/A | #N/A | #N/A | #N/A | #N/A | #N/A | #N/A | #N/A | #N/A | #N/A | #N/A | #N/A | #N/A | #N/A | #N/A | #N/A | #N/A | #N/A | #N/A | #N/A | #N/A | #N/A | #N/A | #N/A | #N/A | #N/A | #N/A | #N/A | #N/A | #N/A
| -14 | #N/A | #N/A | #N/A | #N/A | #N/A | #N/A | #N/A | #N/A | 1684085.83 | #N/A | 2355115.87 |  | -14 | 499088.15 | 170831.28 | 306657.05 | #N/A | 377440.53 | 395047.32 | #N/A | 274435.81 | #N/A | #N/A | #N/A | R22 | -44 | 216 | #N/A | #N/A | #N/A | #N/A | #N/A | #N/A | #N/A | #N/A | #N/A | #N/A | #N/A | #N/A | #N/A | #N/A | #N/A | #N/A | #N/A | #N/A | #N/A | #N/A | #N/A | #N/A | #N/A | #N/A | #N/A | #N/A | #N/A | #N/A | #N/A | #N/A | #N/A | #N/A | #N/A | #N/A | #N/A | #N/A | #N/A | #N/A | #N/A | #N/A | #N/A | #N/A | #N/A | #N/A | #N/A | #N/A | #N/A | #N/A | #N/A | #N/A | #N/A | #N/A | #N/A | #N/A | #N/A | #N/A | #N/A | #N/A | #N/A | #N/A | #N/A
| -13 | #N/A | #N/A | #N/A | #N/A | #N/A | #N/A | #N/A | #N/A | 1734702.98 | #N/A | 2425710.77 |  | -13 | 517085.14 | 177934.34 | 318047.43 | #N/A | 391077.42 | 409164.76 | #N/A | 285405.53 | #N/A | #N/A | #N/A | R22 | -43 | 217 | #N/A | #N/A | #N/A | #N/A | #N/A | #N/A | #N/A | #N/A | #N/A | #N/A | #N/A | #N/A | #N/A | #N/A | #N/A | #N/A | #N/A | #N/A | #N/A | #N/A | #N/A | #N/A | #N/A | #N/A | #N/A | #N/A | #N/A | #N/A | #N/A | #N/A | #N/A | #N/A | #N/A | #N/A | #N/A | #N/A | #N/A | #N/A | #N/A | #N/A | #N/A | #N/A | #N/A | #N/A | #N/A | #N/A | #N/A | #N/A | #N/A | #N/A | #N/A | #N/A | #N/A | #N/A | #N/A | #N/A | #N/A | #N/A | #N/A | #N/A | #N/A
| -12 | #N/A | #N/A | #N/A | #N/A | #N/A | #N/A | #N/A | #N/A | 1786456.46 | #N/A | 2497857.26 |  | -12 | 535572.87 | 185265.56 | 329758.2 | #N/A | 405083.93 | 423661.05 | #N/A | 296710.79 | #N/A | #N/A | #N/A | R22 | -42 | 218 | #N/A | #N/A | #N/A | #N/A | #N/A | #N/A | #N/A | #N/A | #N/A | #N/A | #N/A | #N/A | #N/A | #N/A | #N/A | #N/A | #N/A | #N/A | #N/A | #N/A | #N/A | #N/A | #N/A | #N/A | #N/A | #N/A | #N/A | #N/A | #N/A | #N/A | #N/A | #N/A | #N/A | #N/A | #N/A | #N/A | #N/A | #N/A | #N/A | #N/A | #N/A | #N/A | #N/A | #N/A | #N/A | #N/A | #N/A | #N/A | #N/A | #N/A | #N/A | #N/A | #N/A | #N/A | #N/A | #N/A | #N/A | #N/A | #N/A | #N/A | #N/A
| -11 | #N/A | #N/A | #N/A | #N/A | #N/A | #N/A | #N/A | #N/A | 1839365.41 | #N/A | 2571575.04 |  | -11 | 554560.11 | 192829.87 | 341795.13 | #N/A | 419466.43 | 438542.61 | #N/A | 308358.42 | #N/A | #N/A | #N/A | R22 | -41 | 219 | #N/A | #N/A | #N/A | #N/A | #N/A | #N/A | #N/A | #N/A | #N/A | #N/A | #N/A | #N/A | #N/A | #N/A | #N/A | #N/A | #N/A | #N/A | #N/A | #N/A | #N/A | #N/A | #N/A | #N/A | #N/A | #N/A | #N/A | #N/A | #N/A | #N/A | #N/A | #N/A | #N/A | #N/A | #N/A | #N/A | #N/A | #N/A | #N/A | #N/A | #N/A | #N/A | #N/A | #N/A | #N/A | #N/A | #N/A | #N/A | #N/A | #N/A | #N/A | #N/A | #N/A | #N/A | #N/A | #N/A | #N/A | #N/A | #N/A | #N/A | #N/A
| -10 | #N/A | #N/A | #N/A | #N/A | #N/A | #N/A | #N/A | #N/A | 1893449.39 | #N/A | 2646883.78 |  | -10 | 574055.72 | 200632.26 | 354164.05 | #N/A | 434231.33 | 453815.89 | #N/A | 320355.34 | #N/A | #N/A | #N/A | R22 | -40 | 220 | #N/A | #N/A | #N/A | #N/A | #N/A | #N/A | #N/A | #N/A | #N/A | #N/A | #N/A | #N/A | #N/A | #N/A | #N/A | #N/A | #N/A | #N/A | #N/A | #N/A | #N/A | #N/A | #N/A | #N/A | #N/A | #N/A | #N/A | #N/A | #N/A | #N/A | #N/A | #N/A | #N/A | #N/A | #N/A | #N/A | #N/A | #N/A | #N/A | #N/A | #N/A | #N/A | #N/A | #N/A | #N/A | #N/A | #N/A | #N/A | #N/A | #N/A | #N/A | #N/A | #N/A | #N/A | #N/A | #N/A | #N/A | #N/A | #N/A | #N/A | #N/A
| -9 | #N/A | #N/A | #N/A | #N/A | #N/A | #N/A | #N/A | #N/A | #N/A | #N/A | 2723803.17 |  | -9 | 594068.64 | 208677.73 | 366870.79 | #N/A | 449385.06 | 469487.37 | #N/A | 332708.5 | #N/A | #N/A | #N/A | R22 | -39 | 221 | #N/A | #N/A | #N/A | #N/A | #N/A | #N/A | #N/A | #N/A | #N/A | #N/A | #N/A | #N/A | #N/A | #N/A | #N/A | #N/A | #N/A | #N/A | #N/A | #N/A | #N/A | #N/A | #N/A | #N/A | #N/A | #N/A | #N/A | #N/A | #N/A | #N/A | #N/A | #N/A | #N/A | #N/A | #N/A | #N/A | #N/A | #N/A | #N/A | #N/A | #N/A | #N/A | #N/A | #N/A | #N/A | #N/A | #N/A | #N/A | #N/A | #N/A | #N/A | #N/A | #N/A | #N/A | #N/A | #N/A | #N/A | #N/A | #N/A | #N/A | #N/A
| -8 | #N/A | #N/A | #N/A | #N/A | #N/A | #N/A | #N/A | #N/A | #N/A | #N/A | 2802352.85 |  | -8 | 614607.87 | 216971.36 | 379921.24 | #N/A | 464934.1 | 485563.59 | #N/A | 345424.93 | #N/A | #N/A | #N/A | R22 | -38 | 222 | #N/A | #N/A | #N/A | #N/A | #N/A | #N/A | #N/A | #N/A | #N/A | #N/A | #N/A | #N/A | #N/A | #N/A | #N/A | #N/A | #N/A | #N/A | #N/A | #N/A | #N/A | #N/A | #N/A | #N/A | #N/A | #N/A | #N/A | #N/A | #N/A | #N/A | #N/A | #N/A | #N/A | #N/A | #N/A | #N/A | #N/A | #N/A | #N/A | #N/A | #N/A | #N/A | #N/A | #N/A | #N/A | #N/A | #N/A | #N/A | #N/A | #N/A | #N/A | #N/A | #N/A | #N/A | #N/A | #N/A | #N/A | #N/A | #N/A | #N/A | #N/A
| -7 | #N/A | #N/A | #N/A | #N/A | #N/A | #N/A | #N/A | #N/A | #N/A | #N/A | 2882552.45 |  | -7 | 635682.5 | 225518.26 | 393321.29 | #N/A | 480885 | 502051.09 | #N/A | 358511.74 | #N/A | #N/A | #N/A | R22 | -37 | 223 | #N/A | #N/A | #N/A | #N/A | #N/A | #N/A | #N/A | #N/A | #N/A | #N/A | #N/A | #N/A | #N/A | #N/A | #N/A | #N/A | #N/A | #N/A | #N/A | #N/A | #N/A | #N/A | #N/A | #N/A | #N/A | #N/A | #N/A | #N/A | #N/A | #N/A | #N/A | #N/A | #N/A | #N/A | #N/A | #N/A | #N/A | #N/A | #N/A | #N/A | #N/A | #N/A | #N/A | #N/A | #N/A | #N/A | #N/A | #N/A | #N/A | #N/A | #N/A | #N/A | #N/A | #N/A | #N/A | #N/A | #N/A | #N/A | #N/A | #N/A | #N/A
| -6 | #N/A | #N/A | #N/A | #N/A | #N/A | #N/A | #N/A | #N/A | #N/A | #N/A | 2964421.56 |  | -6 | 657301.7 | 234323.57 | 407076.9 | #N/A | 497244.3 | 518956.46 | #N/A | 371976.06 | #N/A | #N/A | #N/A | R22 | -36 | 224 | #N/A | #N/A | #N/A | #N/A | #N/A | #N/A | #N/A | #N/A | #N/A | #N/A | #N/A | #N/A | #N/A | #N/A | #N/A | #N/A | #N/A | #N/A | #N/A | #N/A | #N/A | #N/A | #N/A | #N/A | #N/A | #N/A | #N/A | #N/A | #N/A | #N/A | #N/A | #N/A | #N/A | #N/A | #N/A | #N/A | #N/A | #N/A | #N/A | #N/A | #N/A | #N/A | #N/A | #N/A | #N/A | #N/A | #N/A | #N/A | #N/A | #N/A | #N/A | #N/A | #N/A | #N/A | #N/A | #N/A | #N/A | #N/A | #N/A | #N/A | #N/A
| -5 | #N/A | #N/A | #N/A | #N/A | #N/A | #N/A | #N/A | #N/A | #N/A | #N/A | 3047979.74 |  | -5 | 679474.68 | 243392.49 | 421194.01 | #N/A | 514018.62 | 536286.32 | #N/A | 385825.14 | #N/A | #N/A | #N/A | R22 | -35 | 225 | #N/A | #N/A | #N/A | #N/A | #N/A | #N/A | #N/A | #N/A | #N/A | #N/A | #N/A | #N/A | #N/A | #N/A | #N/A | #N/A | #N/A | #N/A | #N/A | #N/A | #N/A | #N/A | #N/A | #N/A | #N/A | #N/A | #N/A | #N/A | #N/A | #N/A | #N/A | #N/A | #N/A | #N/A | #N/A | #N/A | #N/A | #N/A | #N/A | #N/A | #N/A | #N/A | #N/A | #N/A | #N/A | #N/A | #N/A | #N/A | #N/A | #N/A | #N/A | #N/A | #N/A | #N/A | #N/A | #N/A | #N/A | #N/A | #N/A | #N/A | #N/A
| -4 | #N/A | #N/A | #N/A | #N/A | #N/A | #N/A | #N/A | #N/A | #N/A | #N/A | 3133246.52 |  | -4 | 702210.79 | 252730.24 | 435678.64 | #N/A | 531214.62 | 554047.34 | #N/A | 400066.24 | #N/A | #N/A | #N/A | R22 | -34 | 226 | #N/A | #N/A | #N/A | #N/A | #N/A | #N/A | #N/A | #N/A | #N/A | #N/A | #N/A | #N/A | #N/A | #N/A | #N/A | #N/A | #N/A | #N/A | #N/A | #N/A | #N/A | #N/A | #N/A | #N/A | #N/A | #N/A | #N/A | #N/A | #N/A | #N/A | #N/A | #N/A | #N/A | #N/A | #N/A | #N/A | #N/A | #N/A | #N/A | #N/A | #N/A | #N/A | #N/A | #N/A | #N/A | #N/A | #N/A | #N/A | #N/A | #N/A | #N/A | #N/A | #N/A | #N/A | #N/A | #N/A | #N/A | #N/A | #N/A | #N/A | #N/A
| -3 | #N/A | #N/A | #N/A | #N/A | #N/A | #N/A | #N/A | #N/A | #N/A | #N/A | 3220241.4 |  | -3 | 725519.4 | 262342.11 | 450536.81 | #N/A | 548838.98 | 572246.21 | #N/A | 414706.73 | #N/A | #N/A | #N/A | R22 | -33 | 227 | #N/A | #N/A | #N/A | #N/A | #N/A | #N/A | #N/A | #N/A | #N/A | #N/A | #N/A | #N/A | #N/A | #N/A | #N/A | #N/A | #N/A | #N/A | #N/A | #N/A | #N/A | #N/A | #N/A | #N/A | #N/A | #N/A | #N/A | #N/A | #N/A | #N/A | #N/A | #N/A | #N/A | #N/A | #N/A | #N/A | #N/A | #N/A | #N/A | #N/A | #N/A | #N/A | #N/A | #N/A | #N/A | #N/A | #N/A | #N/A | #N/A | #N/A | #N/A | #N/A | #N/A | #N/A | #N/A | #N/A | #N/A | #N/A | #N/A | #N/A | #N/A
| -2 | #N/A | #N/A | #N/A | #N/A | #N/A | #N/A | #N/A | #N/A | #N/A | #N/A | 3308983.83 |  | -2 | 749410 | 272233.4 | 465774.58 | #N/A | 566898.44 | 590889.66 | #N/A | 429754.01 | #N/A | #N/A | #N/A | R22 | -32 | 228 | #N/A | #N/A | #N/A | #N/A | #N/A | #N/A | #N/A | #N/A | #N/A | #N/A | #N/A | #N/A | #N/A | #N/A | #N/A | #N/A | #N/A | #N/A | #N/A | #N/A | #N/A | #N/A | #N/A | #N/A | #N/A | #N/A | #N/A | #N/A | #N/A | #N/A | #N/A | #N/A | #N/A | #N/A | #N/A | #N/A | #N/A | #N/A | #N/A | #N/A | #N/A | #N/A | #N/A | #N/A | #N/A | #N/A | #N/A | #N/A | #N/A | #N/A | #N/A | #N/A | #N/A | #N/A | #N/A | #N/A | #N/A | #N/A | #N/A | #N/A | #N/A
| -1 | #N/A | #N/A | #N/A | #N/A | #N/A | #N/A | #N/A | #N/A | #N/A | #N/A | 3399493.2 |  | -1 | 773892.15 | 282409.47 | 481398.03 | #N/A | 585399.79 | 609984.46 | #N/A | 445215.58 | #N/A | #N/A | #N/A | R22 | -31 | 229 | #N/A | #N/A | #N/A | #N/A | #N/A | #N/A | #N/A | #N/A | #N/A | #N/A | #N/A | #N/A | #N/A | #N/A | #N/A | #N/A | #N/A | #N/A | #N/A | #N/A | #N/A | #N/A | #N/A | #N/A | #N/A | #N/A | #N/A | #N/A | #N/A | #N/A | #N/A | #N/A | #N/A | #N/A | #N/A | #N/A | #N/A | #N/A | #N/A | #N/A | #N/A | #N/A | #N/A | #N/A | #N/A | #N/A | #N/A | #N/A | #N/A | #N/A | #N/A | #N/A | #N/A | #N/A | #N/A | #N/A | #N/A | #N/A | #N/A | #N/A | #N/A
| 0 | #N/A | #N/A | #N/A | #N/A | #N/A | #N/A | #N/A | #N/A | #N/A | #N/A | 3491788.87 |  | 0 | 798975.47 | 292875.72 | 497413.27 | #N/A | 604349.87 | 629537.41 | #N/A | 461098.97 | #N/A | 163127.4648 | #N/A | R22 | -30 | 230 | #N/A | #N/A | #N/A | #N/A | #N/A | #N/A | #N/A | #N/A | #N/A | #N/A | #N/A | #N/A | #N/A | #N/A | #N/A | #N/A | #N/A | #N/A | #N/A | #N/A | #N/A | #N/A | #N/A | #N/A | #N/A | #N/A | #N/A | #N/A | #N/A | #N/A | #N/A | #N/A | #N/A | #N/A | #N/A | #N/A | #N/A | #N/A | #N/A | #N/A | #N/A | #N/A | #N/A | #N/A | #N/A | #N/A | #N/A | #N/A | #N/A | #N/A | #N/A | #N/A | #N/A | #N/A | #N/A | #N/A | #N/A | #N/A | #N/A | #N/A | #N/A
| 1 | #N/A | #N/A | #N/A | #N/A | #N/A | #N/A | #N/A | #N/A | #N/A | #N/A | #N/A |  | 1 | 824669.71 | 303637.57 | 513826.46 | #N/A | 623755.56 | 649555.37 | #N/A | 477411.82 | #N/A | 169370.7109 | #N/A | R22 | -29 | 231 | #N/A | #N/A | #N/A | #N/A | #N/A | #N/A | #N/A | #N/A | #N/A | #N/A | #N/A | #N/A | #N/A | #N/A | #N/A | #N/A | #N/A | #N/A | #N/A | #N/A | #N/A | #N/A | #N/A | #N/A | #N/A | #N/A | #N/A | #N/A | #N/A | #N/A | #N/A | #N/A | #N/A | #N/A | #N/A | #N/A | #N/A | #N/A | #N/A | #N/A | #N/A | #N/A | #N/A | #N/A | #N/A | #N/A | #N/A | #N/A | #N/A | #N/A | #N/A | #N/A | #N/A | #N/A | #N/A | #N/A | #N/A | #N/A | #N/A | #N/A | #N/A
| 2 | #N/A | #N/A | #N/A | #N/A | #N/A | #N/A | #N/A | #N/A | #N/A | #N/A | #N/A |  | 2 | 850984.67 | 314700.51 | 530643.75 | #N/A | 643623.78 | 670045.24 | #N/A | 494161.8 | #N/A | 175794.8717 | #N/A | R22 | -28 | 232 | #N/A | #N/A | #N/A | #N/A | #N/A | #N/A | #N/A | #N/A | #N/A | #N/A | #N/A | #N/A | #N/A | #N/A | #N/A | #N/A | #N/A | #N/A | #N/A | #N/A | #N/A | #N/A | #N/A | #N/A | #N/A | #N/A | #N/A | #N/A | #N/A | #N/A | #N/A | #N/A | #N/A | #N/A | #N/A | #N/A | #N/A | #N/A | #N/A | #N/A | #N/A | #N/A | #N/A | #N/A | #N/A | #N/A | #N/A | #N/A | #N/A | #N/A | #N/A | #N/A | #N/A | #N/A | #N/A | #N/A | #N/A | #N/A | #N/A | #N/A | #N/A
| 3 | #N/A | #N/A | #N/A | #N/A | #N/A | #N/A | #N/A | #N/A | #N/A | #N/A | #N/A |  | 3 | 877930.23 | 326070.04 | 547871.34 | #N/A | 663961.53 | 691013.94 | #N/A | 511356.68 | #N/A | 182403.2791 | #N/A | R22 | -27 | 233 | #N/A | #N/A | #N/A | #N/A | #N/A | #N/A | #N/A | #N/A | #N/A | #N/A | #N/A | #N/A | #N/A | #N/A | #N/A | #N/A | #N/A | #N/A | #N/A | #N/A | #N/A | #N/A | #N/A | #N/A | #N/A | #N/A | #N/A | #N/A | #N/A | #N/A | #N/A | #N/A | #N/A | #N/A | #N/A | #N/A | #N/A | #N/A | #N/A | #N/A | #N/A | #N/A | #N/A | #N/A | #N/A | #N/A | #N/A | #N/A | #N/A | #N/A | #N/A | #N/A | #N/A | #N/A | #N/A | #N/A | #N/A | #N/A | #N/A | #N/A | #N/A
| 4 | #N/A | #N/A | #N/A | #N/A | #N/A | #N/A | #N/A | #N/A | #N/A | #N/A | #N/A |  | 4 | 905516.4 | 337751.72 | 565515.48 | #N/A | 684775.84 | 712468.46 | #N/A | 529004.29 | #N/A | 189199.2794 | #N/A | R22 | -26 | 234 | #N/A | #N/A | #N/A | #N/A | #N/A | #N/A | #N/A | #N/A | #N/A | #N/A | #N/A | #N/A | #N/A | #N/A | #N/A | #N/A | #N/A | #N/A | #N/A | #N/A | #N/A | #N/A | #N/A | #N/A | #N/A | #N/A | #N/A | #N/A | #N/A | #N/A | #N/A | #N/A | #N/A | #N/A | #N/A | #N/A | #N/A | #N/A | #N/A | #N/A | #N/A | #N/A | #N/A | #N/A | #N/A | #N/A | #N/A | #N/A | #N/A | #N/A | #N/A | #N/A | #N/A | #N/A | #N/A | #N/A | #N/A | #N/A | #N/A | #N/A | #N/A
| 5 | #N/A | #N/A | #N/A | #N/A | #N/A | #N/A | #N/A | #N/A | #N/A | #N/A | #N/A |  | 5 | 933753.23 | 349751.13 | 583582.39 | #N/A | 706073.81 | 734415.83 | #N/A | 547112.52 | #N/A | 196186.2327 | #N/A | R22 | -25 | 235 | #N/A | #N/A | #N/A | #N/A | #N/A | #N/A | #N/A | #N/A | #N/A | #N/A | #N/A | #N/A | #N/A | #N/A | #N/A | #N/A | #N/A | #N/A | #N/A | #N/A | #N/A | #N/A | #N/A | #N/A | #N/A | #N/A | #N/A | #N/A | #N/A | #N/A | #N/A | #N/A | #N/A | #N/A | #N/A | #N/A | #N/A | #N/A | #N/A | #N/A | #N/A | #N/A | #N/A | #N/A | #N/A | #N/A | #N/A | #N/A | #N/A | #N/A | #N/A | #N/A | #N/A | #N/A | #N/A | #N/A | #N/A | #N/A | #N/A | #N/A | #N/A
| 6 | #N/A | #N/A | #N/A | #N/A | #N/A | #N/A | #N/A | #N/A | #N/A | #N/A | #N/A |  | 6 | 962650.89 | 362073.91 | 602078.38 | #N/A | 727862.6 | 756863.14 | #N/A | 565689.36 | #N/A | 203367.5119 | #N/A | R22 | -24 | 236 | #N/A | #N/A | #N/A | #N/A | #N/A | #N/A | #N/A | #N/A | #N/A | #N/A | #N/A | #N/A | #N/A | #N/A | #N/A | #N/A | #N/A | #N/A | #N/A | #N/A | #N/A | #N/A | #N/A | #N/A | #N/A | #N/A | #N/A | #N/A | #N/A | #N/A | #N/A | #N/A | #N/A | #N/A | #N/A | #N/A | #N/A | #N/A | #N/A | #N/A | #N/A | #N/A | #N/A | #N/A | #N/A | #N/A | #N/A | #N/A | #N/A | #N/A | #N/A | #N/A | #N/A | #N/A | #N/A | #N/A | #N/A | #N/A | #N/A | #N/A | #N/A
| 7 | #N/A | #N/A | #N/A | #N/A | #N/A | #N/A | #N/A | #N/A | #N/A | #N/A | #N/A |  | 7 | 992219.64 | 374725.73 | 621009.75 | #N/A | 750149.41 | 779817.51 | #N/A | 584742.85 | #N/A | 210746.5019 | #N/A | R22 | -23 | 237 | #N/A | #N/A | #N/A | #N/A | #N/A | #N/A | #N/A | #N/A | #N/A | #N/A | #N/A | #N/A | #N/A | #N/A | #N/A | #N/A | #N/A | #N/A | #N/A | #N/A | #N/A | #N/A | #N/A | #N/A | #N/A | #N/A | #N/A | #N/A | #N/A | #N/A | #N/A | #N/A | #N/A | #N/A | #N/A | #N/A | #N/A | #N/A | #N/A | #N/A | #N/A | #N/A | #N/A | #N/A | #N/A | #N/A | #N/A | #N/A | #N/A | #N/A | #N/A | #N/A | #N/A | #N/A | #N/A | #N/A | #N/A | #N/A | #N/A | #N/A | #N/A
| 8 | #N/A | #N/A | #N/A | #N/A | #N/A | #N/A | #N/A | #N/A | #N/A | #N/A | #N/A |  | 8 | 1022469.82 | 387712.29 | 640382.84 | #N/A | 772941.53 | 803286.14 | #N/A | 604281.12 | #N/A | 218326.5993 | #N/A | R22 | -22 | 238 | #N/A | #N/A | #N/A | #N/A | #N/A | #N/A | #N/A | #N/A | #N/A | #N/A | #N/A | #N/A | #N/A | #N/A | #N/A | #N/A | #N/A | #N/A | #N/A | #N/A | #N/A | #N/A | #N/A | #N/A | #N/A | #N/A | #N/A | #N/A | #N/A | #N/A | #N/A | #N/A | #N/A | #N/A | #N/A | #N/A | #N/A | #N/A | #N/A | #N/A | #N/A | #N/A | #N/A | #N/A | #N/A | #N/A | #N/A | #N/A | #N/A | #N/A | #N/A | #N/A | #N/A | #N/A | #N/A | #N/A | #N/A | #N/A | #N/A | #N/A | #N/A
| 9 | #N/A | #N/A | #N/A | #N/A | #N/A | #N/A | #N/A | #N/A | #N/A | #N/A | #N/A |  | 9 | 1053411.88 | 401039.34 | 660204.01 | #N/A | 796246.3 | 827276.29 | #N/A | 624312.38 | #N/A | 226111.2113 | #N/A | R22 | -21 | 239 | #N/A | #N/A | #N/A | #N/A | #N/A | #N/A | #N/A | #N/A | #N/A | #N/A | #N/A | #N/A | #N/A | #N/A | #N/A | #N/A | #N/A | #N/A | #N/A | #N/A | #N/A | #N/A | #N/A | #N/A | #N/A | #N/A | #N/A | #N/A | #N/A | #N/A | #N/A | #N/A | #N/A | #N/A | #N/A | #N/A | #N/A | #N/A | #N/A | #N/A | #N/A | #N/A | #N/A | #N/A | #N/A | #N/A | #N/A | #N/A | #N/A | #N/A | #N/A | #N/A | #N/A | #N/A | #N/A | #N/A | #N/A | #N/A | #N/A | #N/A | #N/A
| 10 | 1085056.36 | 414712.66 | 680479.67 | 831958.79 | 831958.79 | 851795.26 | 775543.06 | 775543.06 | #N/A | #N/A | #N/A |  | 10 | 1085056.36 | 414712.66 | 680479.67 | #N/A | 820071.13 | 851795.26 | #N/A | 644844.91 | #N/A | 234103.7548 | #N/A | R22 | -20 | 240 | #N/A | #N/A | #N/A | #N/A | #N/A | #N/A | #N/A | #N/A | #N/A | #N/A | #N/A | #N/A | #N/A | #N/A | #N/A | #N/A | #N/A | #N/A | #N/A | #N/A | #N/A | #N/A | #N/A | #N/A | #N/A | #N/A | #N/A | #N/A | #N/A | #N/A | #N/A | #N/A | #N/A | #N/A | #N/A | #N/A | #N/A | #N/A | #N/A | #N/A | #N/A | #N/A | #N/A | #N/A | #N/A | #N/A | #N/A | #N/A | #N/A | #N/A | #N/A | #N/A | #N/A | #N/A | #N/A | #N/A | #N/A | #N/A | #N/A | #N/A | #N/A
| 11 | 1117413.89 | 428738.08 | 701216.22 | 856465.81 | 856465.81 | 876850.42 | 799071.27 | 799071.27 | #N/A | #N/A | #N/A |  | 11 | #N/A | #N/A | #N/A | #N/A | #N/A | #N/A | #N/A | #N/A | #N/A | #N/A | #N/A | R22 | -19 | 241 | #N/A | #N/A | #N/A | #N/A | #N/A | #N/A | #N/A | #N/A | #N/A | #N/A | #N/A | #N/A | #N/A | #N/A | #N/A | #N/A | #N/A | #N/A | #N/A | #N/A | #N/A | #N/A | #N/A | #N/A | #N/A | #N/A | #N/A | #N/A | #N/A | #N/A | #N/A | #N/A | #N/A | #N/A | #N/A | #N/A | #N/A | #N/A | #N/A | #N/A | #N/A | #N/A | #N/A | #N/A | #N/A | #N/A | #N/A | #N/A | #N/A | #N/A | #N/A | #N/A | #N/A | #N/A | #N/A | #N/A | #N/A | #N/A | #N/A | #N/A | #N/A
| 12 | 1150495.23 | 443121.47 | 722420.14 | 881507.71 | 881507.71 | 902449.24 | 823130.81 | 823130.81 | #N/A | #N/A | #N/A |  | 12 | #N/A | #N/A | #N/A | #N/A | #N/A | #N/A | #N/A | #N/A | #N/A | #N/A | #N/A | R22 | -18 | 242 | #N/A | #N/A | #N/A | #N/A | #N/A | #N/A | #N/A | #N/A | #N/A | #N/A | #N/A | #N/A | #N/A | #N/A | #N/A | #N/A | #N/A | #N/A | #N/A | #N/A | #N/A | #N/A | #N/A | #N/A | #N/A | #N/A | #N/A | #N/A | #N/A | #N/A | #N/A | #N/A | #N/A | #N/A | #N/A | #N/A | #N/A | #N/A | #N/A | #N/A | #N/A | #N/A | #N/A | #N/A | #N/A | #N/A | #N/A | #N/A | #N/A | #N/A | #N/A | #N/A | #N/A | #N/A | #N/A | #N/A | #N/A | #N/A | #N/A | #N/A | #N/A
| 13 | 1184311.2 | 457868.72 | 744097.89 | 907092.07 | 907092.07 | 928599.23 | 847729.28 | 847729.28 | #N/A | #N/A | #N/A |  | 13 | #N/A | #N/A | #N/A | #N/A | #N/A | #N/A | #N/A | #N/A | #N/A | #N/A | #N/A | R22 | -17 | 243 | #N/A | #N/A | #N/A | #N/A | #N/A | #N/A | #N/A | #N/A | #N/A | #N/A | #N/A | #N/A | #N/A | #N/A | #N/A | #N/A | #N/A | #N/A | #N/A | #N/A | #N/A | #N/A | #N/A | #N/A | #N/A | #N/A | #N/A | #N/A | #N/A | #N/A | #N/A | #N/A | #N/A | #N/A | #N/A | #N/A | #N/A | #N/A | #N/A | #N/A | #N/A | #N/A | #N/A | #N/A | #N/A | #N/A | #N/A | #N/A | #N/A | #N/A | #N/A | #N/A | #N/A | #N/A | #N/A | #N/A | #N/A | #N/A | #N/A | #N/A | #N/A
| 14 | 1218872.76 | 472985.77 | 766255.99 | 933226.54 | 933226.54 | 955308 | 872874.34 | 872874.34 | #N/A | #N/A | #N/A |  | 14 | #N/A | #N/A | #N/A | #N/A | #N/A | #N/A | #N/A | #N/A | #N/A | #N/A | #N/A | R22 | -16 | 244 | #N/A | #N/A | #N/A | #N/A | #N/A | #N/A | #N/A | #N/A | #N/A | #N/A | #N/A | #N/A | #N/A | #N/A | #N/A | #N/A | #N/A | #N/A | #N/A | #N/A | #N/A | #N/A | #N/A | #N/A | #N/A | #N/A | #N/A | #N/A | #N/A | #N/A | #N/A | #N/A | #N/A | #N/A | #N/A | #N/A | #N/A | #N/A | #N/A | #N/A | #N/A | #N/A | #N/A | #N/A | #N/A | #N/A | #N/A | #N/A | #N/A | #N/A | #N/A | #N/A | #N/A | #N/A | #N/A | #N/A | #N/A | #N/A | #N/A | #N/A | #N/A
| 15 | 1254190.95 | 488478.62 | 788900.99 | 959918.86 | 959918.86 | 982583.21 | 898573.72 | 898573.72 | #N/A | #N/A | #N/A |  | 15 | #N/A | #N/A | #N/A | #N/A | #N/A | #N/A | #N/A | #N/A | #N/A | #N/A | #N/A | R22 | -15 | 245 | #N/A | #N/A | #N/A | #N/A | #N/A | #N/A | #N/A | #N/A | #N/A | #N/A | #N/A | #N/A | #N/A | #N/A | #N/A | #N/A | #N/A | #N/A | #N/A | #N/A | #N/A | #N/A | #N/A | #N/A | #N/A | #N/A | #N/A | #N/A | #N/A | #N/A | #N/A | #N/A | #N/A | #N/A | #N/A | #N/A | #N/A | #N/A | #N/A | #N/A | #N/A | #N/A | #N/A | #N/A | #N/A | #N/A | #N/A | #N/A | #N/A | #N/A | #N/A | #N/A | #N/A | #N/A | #N/A | #N/A | #N/A | #N/A | #N/A | #N/A | #N/A
| 16 | 1290276.95 | 504353.29 | 812039.45 | 987176.84 | 987176.84 | 1010432.65 | 924835.15 | 924835.15 | #N/A | #N/A | #N/A |  | 16 | #N/A | #N/A | #N/A | #N/A | #N/A | #N/A | #N/A | #N/A | #N/A | #N/A | #N/A | R22 | -14 | 246 | #N/A | #N/A | #N/A | #N/A | #N/A | #N/A | #N/A | #N/A | #N/A | #N/A | #N/A | #N/A | #N/A | #N/A | #N/A | #N/A | #N/A | #N/A | #N/A | #N/A | #N/A | #N/A | #N/A | #N/A | #N/A | #N/A | #N/A | #N/A | #N/A | #N/A | #N/A | #N/A | #N/A | #N/A | #N/A | #N/A | #N/A | #N/A | #N/A | #N/A | #N/A | #N/A | #N/A | #N/A | #N/A | #N/A | #N/A | #N/A | #N/A | #N/A | #N/A | #N/A | #N/A | #N/A | #N/A | #N/A | #N/A | #N/A | #N/A | #N/A | #N/A
| 17 | 1327142.01 | 520615.83 | 835677.99 | 1015008.38 | 1015008.38 | 1038864.17 | 951666.44 | 951666.44 | #N/A | #N/A | #N/A |  | 17 | #N/A | #N/A | #N/A | #N/A | #N/A | #N/A | #N/A | #N/A | #N/A | #N/A | #N/A | R22 | -13 | 247 | #N/A | #N/A | #N/A | #N/A | #N/A | #N/A | #N/A | #N/A | #N/A | #N/A | #N/A | #N/A | #N/A | #N/A | #N/A | #N/A | #N/A | #N/A | #N/A | #N/A | #N/A | #N/A | #N/A | #N/A | #N/A | #N/A | #N/A | #N/A | #N/A | #N/A | #N/A | #N/A | #N/A | #N/A | #N/A | #N/A | #N/A | #N/A | #N/A | #N/A | #N/A | #N/A | #N/A | #N/A | #N/A | #N/A | #N/A | #N/A | #N/A | #N/A | #N/A | #N/A | #N/A | #N/A | #N/A | #N/A | #N/A | #N/A | #N/A | #N/A | #N/A
| 18 | 1364797.52 | 537272.35 | 859823.22 | 1043421.45 | 1043421.45 | 1067885.74 | 979075.43 | 979075.43 | #N/A | #N/A | #N/A |  | 18 | #N/A | #N/A | #N/A | #N/A | #N/A | #N/A | #N/A | #N/A | #N/A | #N/A | #N/A | R22 | -12 | 248 | #N/A | #N/A | #N/A | #N/A | #N/A | #N/A | #N/A | #N/A | #N/A | #N/A | #N/A | #N/A | #N/A | #N/A | #N/A | #N/A | #N/A | #N/A | #N/A | #N/A | #N/A | #N/A | #N/A | #N/A | #N/A | #N/A | #N/A | #N/A | #N/A | #N/A | #N/A | #N/A | #N/A | #N/A | #N/A | #N/A | #N/A | #N/A | #N/A | #N/A | #N/A | #N/A | #N/A | #N/A | #N/A | #N/A | #N/A | #N/A | #N/A | #N/A | #N/A | #N/A | #N/A | #N/A | #N/A | #N/A | #N/A | #N/A | #N/A | #N/A | #N/A
| 19 | 1403254.97 | 554329.01 | 884481.84 | 1072424.15 | 1072424.15 | 1097505.42 | 1007070.02 | 1007070.02 | #N/A | #N/A | #N/A |  | 19 | #N/A | #N/A | #N/A | #N/A | #N/A | #N/A | #N/A | #N/A | #N/A | #N/A | #N/A | R22 | -11 | 249 | #N/A | #N/A | #N/A | #N/A | #N/A | #N/A | #N/A | #N/A | #N/A | #N/A | #N/A | #N/A | #N/A | #N/A | #N/A | #N/A | #N/A | #N/A | #N/A | #N/A | #N/A | #N/A | #N/A | #N/A | #N/A | #N/A | #N/A | #N/A | #N/A | #N/A | #N/A | #N/A | #N/A | #N/A | #N/A | #N/A | #N/A | #N/A | #N/A | #N/A | #N/A | #N/A | #N/A | #N/A | #N/A | #N/A | #N/A | #N/A | #N/A | #N/A | #N/A | #N/A | #N/A | #N/A | #N/A | #N/A | #N/A | #N/A | #N/A | #N/A | #N/A
| 20 | 1442525.99 | 571792 | 909660.53 | 1102024.63 | 1102024.63 | 1127731.37 | 1035658.14 | 1035658.14 | #N/A | #N/A | #N/A |  | 20 | #N/A | #N/A | #N/A | #N/A | #N/A | #N/A | #N/A | #N/A | #N/A | #N/A | #N/A | R22 | -10 | 250 | #N/A | #N/A | #N/A | #N/A | #N/A | #N/A | #N/A | #N/A | #N/A | #N/A | #N/A | #N/A | #N/A | #N/A | #N/A | #N/A | #N/A | #N/A | #N/A | #N/A | #N/A | #N/A | #N/A | #N/A | #N/A | #N/A | #N/A | #N/A | #N/A | #N/A | #N/A | #N/A | #N/A | #N/A | #N/A | #N/A | #N/A | #N/A | #N/A | #N/A | #N/A | #N/A | #N/A | #N/A | #N/A | #N/A | #N/A | #N/A | #N/A | #N/A | #N/A | #N/A | #N/A | #N/A | #N/A | #N/A | #N/A | #N/A | #N/A | #N/A | #N/A
| 21 | 1482622.3 | 589667.54 | 935366.03 | 1132231.17 | 1132231.17 | 1158571.89 | 1064847.78 | 1064847.78 | #N/A | #N/A | #N/A |  | 21 | #N/A | #N/A | #N/A | #N/A | #N/A | #N/A | #N/A | #N/A | #N/A | #N/A | #N/A | R22 | -9 | 251 | #N/A | #N/A | #N/A | #N/A | #N/A | #N/A | #N/A | #N/A | #N/A | #N/A | #N/A | #N/A | #N/A | #N/A | #N/A | #N/A | #N/A | #N/A | #N/A | #N/A | #N/A | #N/A | #N/A | #N/A | #N/A | #N/A | #N/A | #N/A | #N/A | #N/A | #N/A | #N/A | #N/A | #N/A | #N/A | #N/A | #N/A | #N/A | #N/A | #N/A | #N/A | #N/A | #N/A | #N/A | #N/A | #N/A | #N/A | #N/A | #N/A | #N/A | #N/A | #N/A | #N/A | #N/A | #N/A | #N/A | #N/A | #N/A | #N/A | #N/A | #N/A
| 22 | 1523555.75 | 607961.92 | 961605.13 | 1163052.12 | 1163052.12 | 1190035.39 | 1094646.98 | 1094646.98 | #N/A | #N/A | #N/A |  | 22 | #N/A | #N/A | #N/A | #N/A | #N/A | #N/A | #N/A | #N/A | #N/A | #N/A | #N/A | R22 | -8 | 252 | #N/A | #N/A | #N/A | #N/A | #N/A | #N/A | #N/A | #N/A | #N/A | #N/A | #N/A | #N/A | #N/A | #N/A | #N/A | #N/A | #N/A | #N/A | #N/A | #N/A | #N/A | #N/A | #N/A | #N/A | #N/A | #N/A | #N/A | #N/A | #N/A | #N/A | #N/A | #N/A | #N/A | #N/A | #N/A | #N/A | #N/A | #N/A | #N/A | #N/A | #N/A | #N/A | #N/A | #N/A | #N/A | #N/A | #N/A | #N/A | #N/A | #N/A | #N/A | #N/A | #N/A | #N/A | #N/A | #N/A | #N/A | #N/A | #N/A | #N/A | #N/A
| 23 | 1565338.32 | 626681.45 | 988384.62 | 1194495.97 | 1194495.97 | 1222130.41 | 1125063.8 | 1125063.8 | #N/A | #N/A | #N/A |  | 23 | #N/A | #N/A | #N/A | #N/A | #N/A | #N/A | #N/A | #N/A | #N/A | #N/A | #N/A | R22 | -7 | 253 | #N/A | #N/A | #N/A | #N/A | #N/A | #N/A | #N/A | #N/A | #N/A | #N/A | #N/A | #N/A | #N/A | #N/A | #N/A | #N/A | #N/A | #N/A | #N/A | #N/A | #N/A | #N/A | #N/A | #N/A | #N/A | #N/A | #N/A | #N/A | #N/A | #N/A | #N/A | #N/A | #N/A | #N/A | #N/A | #N/A | #N/A | #N/A | #N/A | #N/A | #N/A | #N/A | #N/A | #N/A | #N/A | #N/A | #N/A | #N/A | #N/A | #N/A | #N/A | #N/A | #N/A | #N/A | #N/A | #N/A | #N/A | #N/A | #N/A | #N/A | #N/A
| 24 | 1607982.1 | 645832.52 | 1015711.35 | 1226571.31 | 1226571.31 | 1254865.63 | 1156106.39 | 1156106.39 | #N/A | #N/A | #N/A |  | 24 | #N/A | #N/A | #N/A | #N/A | #N/A | #N/A | #N/A | #N/A | #N/A | #N/A | #N/A | R22 | -6 | 254 | #N/A | #N/A | #N/A | #N/A | #N/A | #N/A | #N/A | #N/A | #N/A | #N/A | #N/A | #N/A | #N/A | #N/A | #N/A | #N/A | #N/A | #N/A | #N/A | #N/A | #N/A | #N/A | #N/A | #N/A | #N/A | #N/A | #N/A | #N/A | #N/A | #N/A | #N/A | #N/A | #N/A | #N/A | #N/A | #N/A | #N/A | #N/A | #N/A | #N/A | #N/A | #N/A | #N/A | #N/A | #N/A | #N/A | #N/A | #N/A | #N/A | #N/A | #N/A | #N/A | #N/A | #N/A | #N/A | #N/A | #N/A | #N/A | #N/A | #N/A | #N/A
| 25 | 1651499.34 | 665421.53 | 1043592.21 | 1259286.82 | 1259286.82 | 1288249.86 | 1187782.91 | 1187782.91 | #N/A | #N/A | #N/A |  | 25 | #N/A | #N/A | #N/A | #N/A | #N/A | #N/A | #N/A | #N/A | #N/A | #N/A | #N/A | R22 | -5 | 255 | #N/A | #N/A | #N/A | #N/A | #N/A | #N/A | #N/A | #N/A | #N/A | #N/A | #N/A | #N/A | #N/A | #N/A | #N/A | #N/A | #N/A | #N/A | #N/A | #N/A | #N/A | #N/A | #N/A | #N/A | #N/A | #N/A | #N/A | #N/A | #N/A | #N/A | #N/A | #N/A | #N/A | #N/A | #N/A | #N/A | #N/A | #N/A | #N/A | #N/A | #N/A | #N/A | #N/A | #N/A | #N/A | #N/A | #N/A | #N/A | #N/A | #N/A | #N/A | #N/A | #N/A | #N/A | #N/A | #N/A | #N/A | #N/A | #N/A | #N/A | #N/A
| 26 | 1695902.39 | 685454.95 | 1072034.12 | 1292651.33 | 1292651.33 | 1322292.09 | 1220101.6 | 1220101.6 | #N/A | #N/A | #N/A |  | 26 | #N/A | #N/A | #N/A | #N/A | #N/A | #N/A | #N/A | #N/A | #N/A | #N/A | #N/A | R22 | -4 | 256 | #N/A | #N/A | #N/A | #N/A | #N/A | #N/A | #N/A | #N/A | #N/A | #N/A | #N/A | #N/A | #N/A | #N/A | #N/A | #N/A | #N/A | #N/A | #N/A | #N/A | #N/A | #N/A | #N/A | #N/A | #N/A | #N/A | #N/A | #N/A | #N/A | #N/A | #N/A | #N/A | #N/A | #N/A | #N/A | #N/A | #N/A | #N/A | #N/A | #N/A | #N/A | #N/A | #N/A | #N/A | #N/A | #N/A | #N/A | #N/A | #N/A | #N/A | #N/A | #N/A | #N/A | #N/A | #N/A | #N/A | #N/A | #N/A | #N/A | #N/A | #N/A
| 27 | 1741203.73 | 705939.3 | 1101044.06 | 1326673.79 | 1326673.79 | 1357001.45 | 1253070.72 | 1253070.72 | #N/A | #N/A | #N/A |  | 27 | #N/A | #N/A | #N/A | #N/A | #N/A | #N/A | #N/A | #N/A | #N/A | #N/A | #N/A | R22 | -3 | 257 | #N/A | #N/A | #N/A | #N/A | #N/A | #N/A | #N/A | #N/A | #N/A | #N/A | #N/A | #N/A | #N/A | #N/A | #N/A | #N/A | #N/A | #N/A | #N/A | #N/A | #N/A | #N/A | #N/A | #N/A | #N/A | #N/A | #N/A | #N/A | #N/A | #N/A | #N/A | #N/A | #N/A | #N/A | #N/A | #N/A | #N/A | #N/A | #N/A | #N/A | #N/A | #N/A | #N/A | #N/A | #N/A | #N/A | #N/A | #N/A | #N/A | #N/A | #N/A | #N/A | #N/A | #N/A | #N/A | #N/A | #N/A | #N/A | #N/A | #N/A | #N/A
| 28 | 1787416.01 | 726881.13 | 1130629.02 | 1361363.27 | 1361363.27 | 1392387.25 | 1286698.61 | 1286698.61 | #N/A | #N/A | #N/A |  | 28 | #N/A | #N/A | #N/A | #N/A | #N/A | #N/A | #N/A | #N/A | #N/A | #N/A | #N/A | R22 | -2 | 258 | #N/A | #N/A | #N/A | #N/A | #N/A | #N/A | #N/A | #N/A | #N/A | #N/A | #N/A | #N/A | #N/A | #N/A | #N/A | #N/A | #N/A | #N/A | #N/A | #N/A | #N/A | #N/A | #N/A | #N/A | #N/A | #N/A | #N/A | #N/A | #N/A | #N/A | #N/A | #N/A | #N/A | #N/A | #N/A | #N/A | #N/A | #N/A | #N/A | #N/A | #N/A | #N/A | #N/A | #N/A | #N/A | #N/A | #N/A | #N/A | #N/A | #N/A | #N/A | #N/A | #N/A | #N/A | #N/A | #N/A | #N/A | #N/A | #N/A | #N/A | #N/A
| 29 | 1834551.97 | 748287.07 | 1160796.07 | 1396728.97 | 1396728.97 | 1428458.99 | 1320993.64 | 1320993.64 | #N/A | #N/A | #N/A |  | 29 | #N/A | #N/A | #N/A | #N/A | #N/A | #N/A | #N/A | #N/A | #N/A | #N/A | #N/A | R22 | -1 | 259 | #N/A | #N/A | #N/A | #N/A | #N/A | #N/A | #N/A | #N/A | #N/A | #N/A | #N/A | #N/A | #N/A | #N/A | #N/A | #N/A | #N/A | #N/A | #N/A | #N/A | #N/A | #N/A | #N/A | #N/A | #N/A | #N/A | #N/A | #N/A | #N/A | #N/A | #N/A | #N/A | #N/A | #N/A | #N/A | #N/A | #N/A | #N/A | #N/A | #N/A | #N/A | #N/A | #N/A | #N/A | #N/A | #N/A | #N/A | #N/A | #N/A | #N/A | #N/A | #N/A | #N/A | #N/A | #N/A | #N/A | #N/A | #N/A | #N/A | #N/A | #N/A
| 30 | 1882624.54 | 770163.77 | 1191552.3 | 1432780.24 | 1432780.24 | 1465226.32 | 1355964.23 | 1355964.23 | #N/A | #N/A | #N/A |  | 30 | #N/A | #N/A | #N/A | #N/A | #N/A | #N/A | #N/A | #N/A | #N/A | #N/A | #N/A | R22 | 0 | 260 | #N/A | #N/A | #N/A | #N/A | #N/A | #N/A | #N/A | #N/A | #N/A | #N/A | #N/A | #N/A | #N/A | #N/A | #N/A | #N/A | #N/A | #N/A | #N/A | #N/A | #N/A | #N/A | #N/A | #N/A | #N/A | #N/A | #N/A | #N/A | #N/A | #N/A | #N/A | #N/A | #N/A | #N/A | #N/A | #N/A | #N/A | #N/A | #N/A | #N/A | #N/A | #N/A | #N/A | #N/A | #N/A | #N/A | #N/A | #N/A | #N/A | #N/A | #N/A | #N/A | #N/A | #N/A | #N/A | #N/A | #N/A | #N/A | #N/A | #N/A | #N/A
| 31 | 1931646.75 | 792517.98 | 1222904.86 | 1469526.58 | 1469526.58 | 1502699.15 | 1391618.85 | 1391618.85 | #N/A | #N/A | #N/A |  | 31 | #N/A | #N/A | #N/A | #N/A | #N/A | #N/A | #N/A | #N/A | #N/A | #N/A | #N/A | R22 | 1 | 261 | #N/A | #N/A | #N/A | #N/A | #N/A | #N/A | #N/A | #N/A | #N/A | #N/A | #N/A | #N/A | #N/A | #N/A | #N/A | #N/A | #N/A | #N/A | #N/A | #N/A | #N/A | #N/A | #N/A | #N/A | #N/A | #N/A | #N/A | #N/A | #N/A | #N/A | #N/A | #N/A | #N/A | #N/A | #N/A | #N/A | #N/A | #N/A | #N/A | #N/A | #N/A | #N/A | #N/A | #N/A | #N/A | #N/A | #N/A | #N/A | #N/A | #N/A | #N/A | #N/A | #N/A | #N/A | #N/A | #N/A | #N/A | #N/A | #N/A | #N/A | #N/A
| 32 | 1981631.81 | 815356.46 | 1254860.96 | 1506977.63 | 1506977.63 | 1540887.55 | 1427966.04 | 1427966.04 | #N/A | #N/A | #N/A |  | 32 | #N/A | #N/A | #N/A | #N/A | #N/A | #N/A | #N/A | #N/A | #N/A | #N/A | #N/A | R22 | 2 | 262 | #N/A | #N/A | #N/A | #N/A | #N/A | #N/A | #N/A | #N/A | #N/A | #N/A | #N/A | #N/A | #N/A | #N/A | #N/A | #N/A | #N/A | #N/A | #N/A | #N/A | #N/A | #N/A | #N/A | #N/A | #N/A | #N/A | #N/A | #N/A | #N/A | #N/A | #N/A | #N/A | #N/A | #N/A | #N/A | #N/A | #N/A | #N/A | #N/A | #N/A | #N/A | #N/A | #N/A | #N/A | #N/A | #N/A | #N/A | #N/A | #N/A | #N/A | #N/A | #N/A | #N/A | #N/A | #N/A | #N/A | #N/A | #N/A | #N/A | #N/A | #N/A
| 33 | 2032593.05 | 838686.05 | 1287427.84 | 1545143.2 | 1545143.2 | 1579801.84 | 1465014.37 | 1465014.37 | #N/A | #N/A | #N/A |  | 33 | #N/A | #N/A | #N/A | #N/A | #N/A | #N/A | #N/A | #N/A | #N/A | #N/A | #N/A | R22 | 3 | 263 | #N/A | #N/A | #N/A | #N/A | #N/A | #N/A | #N/A | #N/A | #N/A | #N/A | #N/A | #N/A | #N/A | #N/A | #N/A | #N/A | #N/A | #N/A | #N/A | #N/A | #N/A | #N/A | #N/A | #N/A | #N/A | #N/A | #N/A | #N/A | #N/A | #N/A | #N/A | #N/A | #N/A | #N/A | #N/A | #N/A | #N/A | #N/A | #N/A | #N/A | #N/A | #N/A | #N/A | #N/A | #N/A | #N/A | #N/A | #N/A | #N/A | #N/A | #N/A | #N/A | #N/A | #N/A | #N/A | #N/A | #N/A | #N/A | #N/A | #N/A | #N/A
| 34 | 2084543.97 | 862513.64 | 1320612.8 | 1584033.24 | 1584033.24 | 1619452.56 | 1502772.47 | 1502772.47 | #N/A | #N/A | #N/A |  | 34 | #N/A | #N/A | #N/A | #N/A | #N/A | #N/A | #N/A | #N/A | #N/A | #N/A | #N/A | R22 | 4 | 264 | #N/A | #N/A | #N/A | #N/A | #N/A | #N/A | #N/A | #N/A | #N/A | #N/A | #N/A | #N/A | #N/A | #N/A | #N/A | #N/A | #N/A | #N/A | #N/A | #N/A | #N/A | #N/A | #N/A | #N/A | #N/A | #N/A | #N/A | #N/A | #N/A | #N/A | #N/A | #N/A | #N/A | #N/A | #N/A | #N/A | #N/A | #N/A | #N/A | #N/A | #N/A | #N/A | #N/A | #N/A | #N/A | #N/A | #N/A | #N/A | #N/A | #N/A | #N/A | #N/A | #N/A | #N/A | #N/A | #N/A | #N/A | #N/A | #N/A | #N/A | #N/A
| 35 | 2137498.22 | 886846.21 | 1354423.21 | 1623657.91 | 1623657.91 | 1659850.52 | 1541249.02 | 1541249.02 | #N/A | #N/A | #N/A |  | 35 | #N/A | #N/A | #N/A | #N/A | #N/A | #N/A | #N/A | #N/A | #N/A | #N/A | #N/A | R22 | 5 | 265 | #N/A | #N/A | #N/A | #N/A | #N/A | #N/A | #N/A | #N/A | #N/A | #N/A | #N/A | #N/A | #N/A | #N/A | #N/A | #N/A | #N/A | #N/A | #N/A | #N/A | #N/A | #N/A | #N/A | #N/A | #N/A | #N/A | #N/A | #N/A | #N/A | #N/A | #N/A | #N/A | #N/A | #N/A | #N/A | #N/A | #N/A | #N/A | #N/A | #N/A | #N/A | #N/A | #N/A | #N/A | #N/A | #N/A | #N/A | #N/A | #N/A | #N/A | #N/A | #N/A | #N/A | #N/A | #N/A | #N/A | #N/A | #N/A | #N/A | #N/A | #N/A
| 36 | 2191469.6 | 911690.76 | 1388866.49 | 1664027.52 | 1664027.52 | 1701006.76 | 1580452.76 | 1580452.76 | #N/A | #N/A | #N/A |  | 36 | #N/A | #N/A | #N/A | #N/A | #N/A | #N/A | #N/A | #N/A | #N/A | #N/A | #N/A | R22 | 6 | 266 | #N/A | #N/A | #N/A | #N/A | #N/A | #N/A | #N/A | #N/A | #N/A | #N/A | #N/A | #N/A | #N/A | #N/A | #N/A | #N/A | #N/A | #N/A | #N/A | #N/A | #N/A | #N/A | #N/A | #N/A | #N/A | #N/A | #N/A | #N/A | #N/A | #N/A | #N/A | #N/A | #N/A | #N/A | #N/A | #N/A | #N/A | #N/A | #N/A | #N/A | #N/A | #N/A | #N/A | #N/A | #N/A | #N/A | #N/A | #N/A | #N/A | #N/A | #N/A | #N/A | #N/A | #N/A | #N/A | #N/A | #N/A | #N/A | #N/A | #N/A | #N/A
| 37 | 2246472.08 | 937054.39 | 1423950.12 | 1705152.56 | 1705152.56 | 1742932.6 | 1620392.48 | 1620392.48 | #N/A | #N/A | #N/A |  | 37 | #N/A | #N/A | #N/A | #N/A | #N/A | #N/A | #N/A | #N/A | #N/A | #N/A | #N/A | R22 | 7 | 267 | #N/A | #N/A | #N/A | #N/A | #N/A | #N/A | #N/A | #N/A | #N/A | #N/A | #N/A | #N/A | #N/A | #N/A | #N/A | #N/A | #N/A | #N/A | #N/A | #N/A | #N/A | #N/A | #N/A | #N/A | #N/A | #N/A | #N/A | #N/A | #N/A | #N/A | #N/A | #N/A | #N/A | #N/A | #N/A | #N/A | #N/A | #N/A | #N/A | #N/A | #N/A | #N/A | #N/A | #N/A | #N/A | #N/A | #N/A | #N/A | #N/A | #N/A | #N/A | #N/A | #N/A | #N/A | #N/A | #N/A | #N/A | #N/A | #N/A | #N/A | #N/A
| 38 | 2302519.8 | 962944.24 | 1459681.63 | 1747043.73 | 1747043.73 | 1785639.67 | 1661077.01 | 1661077.01 | #N/A | #N/A | #N/A |  | 38 | #N/A | #N/A | #N/A | #N/A | #N/A | #N/A | #N/A | #N/A | #N/A | #N/A | #N/A | R22 | 8 | 268 | #N/A | #N/A | #N/A | #N/A | #N/A | #N/A | #N/A | #N/A | #N/A | #N/A | #N/A | #N/A | #N/A | #N/A | #N/A | #N/A | #N/A | #N/A | #N/A | #N/A | #N/A | #N/A | #N/A | #N/A | #N/A | #N/A | #N/A | #N/A | #N/A | #N/A | #N/A | #N/A | #N/A | #N/A | #N/A | #N/A | #N/A | #N/A | #N/A | #N/A | #N/A | #N/A | #N/A | #N/A | #N/A | #N/A | #N/A | #N/A | #N/A | #N/A | #N/A | #N/A | #N/A | #N/A | #N/A | #N/A | #N/A | #N/A | #N/A | #N/A | #N/A
| 39 | 2359627.03 | 989367.55 | 1496068.65 | 1789711.93 | 1789711.93 | 1829139.86 | 1702515.25 | 1702515.25 | #N/A | #N/A | #N/A |  | 39 | #N/A | #N/A | #N/A | #N/A | #N/A | #N/A | #N/A | #N/A | #N/A | #N/A | #N/A | R22 | 9 | 269 | #N/A | #N/A | #N/A | #N/A | #N/A | #N/A | #N/A | #N/A | #N/A | #N/A | #N/A | #N/A | #N/A | #N/A | #N/A | #N/A | #N/A | #N/A | #N/A | #N/A | #N/A | #N/A | #N/A | #N/A | #N/A | #N/A | #N/A | #N/A | #N/A | #N/A | #N/A | #N/A | #N/A | #N/A | #N/A | #N/A | #N/A | #N/A | #N/A | #N/A | #N/A | #N/A | #N/A | #N/A | #N/A | #N/A | #N/A | #N/A | #N/A | #N/A | #N/A | #N/A | #N/A | #N/A | #N/A | #N/A | #N/A | #N/A | #N/A | #N/A | #N/A
| 40 | 2417808.24 | 1016331.61 | 1533118.86 | 1833168.24 | 1833168.24 | 1873445.42 | 1744716.15 | 1744716.15 | #N/A | #N/A | #N/A |  | 40 | #N/A | #N/A | #N/A | #N/A | #N/A | #N/A | #N/A | #N/A | #N/A | #N/A | #N/A | R22 | 10 | 270 | 1.9478 | 2.0433 | 2.1387 | 2.2339 | 2.3293 | 2.4247 | 2.5205 | 2.6166 | 2.7131 | 2.8102 | 2.9079 | 3.0061 | 3.1051 | 3.2048 | 3.3053 | 3.4066 | 3.5087 | 3.6117 | 3.7156 | 3.8205 | 3.9263 | 4.0332 | 4.141 | 4.2499 | 4.3598 | 4.4708 | 4.5829 | 4.6962 | 4.8105 | 4.926 | 5.0427 | 5.1605 | 5.2795 | 5.3998 | 5.5212 | 5.6439 | 5.7678 | 5.8929 | 6.0193 | 6.147 | 6.2759 | 6.4062 | 6.5377 | 6.6706 | 6.8048 | 6.9403 | 7.0771 | 7.2153 | 7.3548 | 7.4957 | 7.638 | 7.7816 | #N/A | #N/A | #N/A | #N/A | #N/A | #N/A | #N/A | #N/A | #N/A
| 41 | 2477078.08 | 1043843.78 | 1570840.01 | 1877423.99 | 1877423.99 | 1918568.91 | 1787688.71 | 1787688.71 | #N/A | #N/A | #N/A |  | 41 | #N/A | #N/A | #N/A | #N/A | #N/A | #N/A | #N/A | #N/A | #N/A | #N/A | #N/A | R22 | 11 | 271 | 1.9345 | 2.0295 | 2.1242 | 2.2188 | 2.3136 | 2.4084 | 2.5036 | 2.5991 | 2.6951 | 2.7915 | 2.8886 | 2.9862 | 3.0846 | 3.1837 | 3.2836 | 3.3842 | 3.4858 | 3.5882 | 3.6915 | 3.7957 | 3.9009 | 4.0071 | 4.1143 | 4.2226 | 4.3319 | 4.4423 | 4.5537 | 4.6663 | 4.78 | 4.8948 | 5.0108 | 5.128 | 5.2463 | 5.3659 | 5.4866 | 5.6086 | 5.7318 | 5.8563 | 5.982 | 6.1089 | 6.2372 | 6.3667 | 6.4975 | 6.6296 | 6.7631 | 6.8978 | 7.0339 | 7.1713 | 7.3101 | 7.4502 | 7.5917 | 7.7346 | 7.8789 | #N/A | #N/A | #N/A | #N/A | #N/A | #N/A | #N/A | #N/A
| 42 | 2537451.33 | 1071911.52 | 1609239.94 | 1922490.71 | 1922490.71 | 1964523.22 | 1831441.99 | 1831441.99 | #N/A | #N/A | #N/A |  | 42 | #N/A | #N/A | #N/A | #N/A | #N/A | #N/A | #N/A | #N/A | #N/A | #N/A | #N/A | R22 | 12 | 272 | 1.9212 | 2.0155 | 2.1097 | 2.2037 | 2.2978 | 2.3921 | 2.4866 | 2.5816 | 2.6769 | 2.7728 | 2.8692 | 2.9663 | 3.0641 | 3.1625 | 3.2618 | 3.3619 | 3.4628 | 3.5646 | 3.6673 | 3.7709 | 3.8755 | 3.981 | 4.0876 | 4.1952 | 4.3039 | 4.4136 | 4.5244 | 4.6364 | 4.7494 | 4.8636 | 4.9789 | 5.0954 | 5.2131 | 5.3319 | 5.452 | 5.5733 | 5.6958 | 5.8195 | 5.9445 | 6.0708 | 6.1983 | 6.3271 | 6.4572 | 6.5886 | 6.7213 | 6.8553 | 6.9906 | 7.1273 | 7.2653 | 7.4047 | 7.5454 | 7.6875 | 7.8309 | 7.9758 | #N/A | #N/A | #N/A | #N/A | #N/A | #N/A | #N/A
| 43 | 2598943 | 1100542.35 | 1648326.55 | 1968380.17 | 1968380.17 | 2011321.65 | 1875985.1 | 1875985.1 | #N/A | #N/A | #N/A |  | 43 | #N/A | #N/A | #N/A | #N/A | #N/A | #N/A | #N/A | #N/A | #N/A | #N/A | #N/A | R22 | 13 | 273 | 1.9078 | 2.0016 | 2.0951 | 2.1885 | 2.282 | 2.3757 | 2.4697 | 2.564 | 2.6587 | 2.754 | 2.8498 | 2.9463 | 3.0435 | 3.1413 | 3.24 | 3.3394 | 3.4397 | 3.5409 | 3.643 | 3.746 | 3.8499 | 3.9549 | 4.0608 | 4.1678 | 4.2758 | 4.3849 | 4.4951 | 4.6063 | 4.7187 | 4.8322 | 4.9469 | 5.0627 | 5.1797 | 5.2979 | 5.4172 | 5.5378 | 5.6596 | 5.7827 | 5.907 | 6.0325 | 6.1593 | 6.2874 | 6.4167 | 6.5474 | 6.6794 | 6.8126 | 6.9472 | 7.0831 | 7.2204 | 7.359 | 7.4989 | 7.6402 | 7.7829 | 7.9269 | 8.0724 | #N/A | #N/A | #N/A | #N/A | #N/A | #N/A
| 44 | 2661568.25 | 1129743.87 | 1688107.85 | 2015104.39 | 2015104.39 | 2058977.84 | 1921327.21 | 1921327.21 | #N/A | #N/A | #N/A |  | 44 | #N/A | #N/A | #N/A | #N/A | #N/A | #N/A | #N/A | #N/A | #N/A | #N/A | #N/A | R22 | 14 | 274 | 1.8945 | 1.9876 | 2.0805 | 2.1733 | 2.2662 | 2.3593 | 2.4526 | 2.5463 | 2.6405 | 2.7351 | 2.8304 | 2.9263 | 3.0228 | 3.1201 | 3.2181 | 3.3169 | 3.4166 | 3.5172 | 3.6186 | 3.721 | 3.8243 | 3.9286 | 4.034 | 4.1403 | 4.2477 | 4.3561 | 4.4656 | 4.5762 | 4.6879 | 4.8008 | 4.9148 | 5.0299 | 5.1462 | 5.2637 | 5.3824 | 5.5023 | 5.6234 | 5.7457 | 5.8693 | 5.9941 | 6.1202 | 6.2476 | 6.3762 | 6.5061 | 6.6373 | 6.7698 | 6.9037 | 7.0388 | 7.1753 | 7.3131 | 7.4523 | 7.5928 | 7.7347 | 7.878 | 8.0226 | 8.1686 | #N/A | #N/A | #N/A | #N/A | #N/A
| 45 | 2725342.43 | 1159523.8 | 1728591.93 | 2062675.64 | 2062675.64 | 2107505.86 | 1967477.54 | 1967477.54 | #N/A | #N/A | #N/A |  | 45 | #N/A | #N/A | #N/A | #N/A | #N/A | #N/A | #N/A | #N/A | #N/A | #N/A | #N/A | R22 | 15 | 275 | 1.881 | 1.9736 | 2.0658 | 2.1581 | 2.2503 | 2.3428 | 2.4355 | 2.5286 | 2.6222 | 2.7163 | 2.8109 | 2.9062 | 3.0021 | 3.0987 | 3.1962 | 3.2944 | 3.3935 | 3.4934 | 3.5942 | 3.696 | 3.7987 | 3.9023 | 4.007 | 4.1127 | 4.2194 | 4.3272 | 4.4361 | 4.546 | 4.6571 | 4.7693 | 4.8826 | 4.997 | 5.1127 | 5.2295 | 5.3475 | 5.4667 | 5.5871 | 5.7087 | 5.8316 | 5.9557 | 6.081 | 6.2077 | 6.3355 | 6.4647 | 6.5952 | 6.727 | 6.86 | 6.9944 | 7.1301 | 7.2672 | 7.4056 | 7.5453 | 7.6864 | 7.8289 | 7.9727 | 8.1179 | 8.2645 | #N/A | #N/A | #N/A | #N/A
| 46 | 2790281.08 | 1189889.9 | 1769786.95 | 2111106.43 | 2111106.43 | 2156920.19 | 2014445.38 | 2014445.38 | #N/A | #N/A | #N/A |  | 46 | #N/A | #N/A | #N/A | #N/A | #N/A | #N/A | #N/A | #N/A | #N/A | #N/A | #N/A | R22 | 16 | 276 | 1.8676 | 1.9595 | 2.0511 | 2.1428 | 2.2344 | 2.3263 | 2.4184 | 2.5109 | 2.6039 | 2.6973 | 2.7913 | 2.886 | 2.9813 | 3.0774 | 3.1742 | 3.2718 | 3.3702 | 3.4695 | 3.5697 | 3.6709 | 3.7729 | 3.876 | 3.98 | 4.085 | 4.1911 | 4.2983 | 4.4065 | 4.5157 | 4.6261 | 4.7377 | 4.8503 | 4.9641 | 5.079 | 5.1951 | 5.3124 | 5.4309 | 5.5506 | 5.6716 | 5.7937 | 5.9171 | 6.0417 | 6.1676 | 6.2948 | 6.4232 | 6.5529 | 6.684 | 6.8163 | 6.9499 | 7.0848 | 7.2211 | 7.3587 | 7.4977 | 7.638 | 7.7796 | 7.9226 | 8.067 | 8.2128 | 8.36 | #N/A | #N/A | #N/A
| 47 | 2856399.93 | 1220850.05 | 1811701.2 | 2160409.56 | 2160409.56 | 2207235.74 | 2062240.05 | 2062240.05 | #N/A | #N/A | #N/A |  | 47 | #N/A | #N/A | #N/A | #N/A | #N/A | #N/A | #N/A | #N/A | #N/A | #N/A | #N/A | R22 | 17 | 277 | 1.8541 | 1.9454 | 2.0364 | 2.1274 | 2.2185 | 2.3097 | 2.4012 | 2.4931 | 2.5855 | 2.6783 | 2.7717 | 2.8658 | 2.9605 | 3.0559 | 3.1521 | 3.2491 | 3.3469 | 3.4456 | 3.5452 | 3.6457 | 3.7471 | 3.8495 | 3.9529 | 4.0573 | 4.1627 | 4.2692 | 4.3768 | 4.4854 | 4.5951 | 4.706 | 4.8179 | 4.931 | 5.0453 | 5.1607 | 5.2773 | 5.3951 | 5.5141 | 5.6343 | 5.7558 | 5.8784 | 6.0023 | 6.1275 | 6.2539 | 6.3816 | 6.5106 | 6.6408 | 6.7724 | 6.9052 | 7.0394 | 7.1749 | 7.3117 | 7.4499 | 7.5894 | 7.7302 | 7.8724 | 8.016 | 8.161 | 8.3073 | 8.4551 | #N/A | #N/A
| 48 | 2923714.89 | 1252412.23 | 1854343.06 | 2210598.12 | 2210598.12 | 2258467.92 | 2110870.96 | 2110870.96 | #N/A | #N/A | #N/A |  | 48 | #N/A | #N/A | #N/A | #N/A | #N/A | #N/A | #N/A | #N/A | #N/A | #N/A | #N/A | R22 | 18 | 278 | 1.8402 | 1.9309 | 2.0213 | 2.1116 | 2.2021 | 2.2927 | 2.3836 | 2.4749 | 2.5666 | 2.6588 | 2.7516 | 2.845 | 2.9391 | 3.0339 | 3.1295 | 3.2258 | 3.323 | 3.421 | 3.52 | 3.6198 | 3.7206 | 3.8223 | 3.9251 | 4.0288 | 4.1336 | 4.2394 | 4.3462 | 4.4542 | 4.5632 | 4.6734 | 4.7847 | 4.8971 | 5.0106 | 5.1253 | 5.2412 | 5.3583 | 5.4766 | 5.5961 | 5.7168 | 5.8387 | 5.9618 | 6.0862 | 6.2119 | 6.3388 | 6.467 | 6.5965 | 6.7273 | 6.8593 | 6.9927 | 7.1274 | 7.2634 | 7.4008 | 7.5395 | 7.6795 | 7.8209 | 7.9636 | 8.1077 | 8.2532 | 8.4001 | 8.5483 | #N/A
| 49 | 2992242.09 | 1284584.49 | 1897721.01 | 2261685.45 | 2261685.45 | 2310632.57 | 2160347.54 | 2160347.54 | #N/A | #N/A | #N/A |  | 49 | #N/A | #N/A | #N/A | #N/A | #N/A | #N/A | #N/A | #N/A | #N/A | #N/A | #N/A | R22 | 19 | 279 | 1.8267 | 1.9167 | 2.0065 | 2.0963 | 2.1861 | 2.2761 | 2.3664 | 2.457 | 2.5482 | 2.6398 | 2.7319 | 2.8247 | 2.9182 | 3.0124 | 3.1074 | 3.2031 | 3.2997 | 3.3971 | 3.4954 | 3.5946 | 3.6947 | 3.7958 | 3.8979 | 4.001 | 4.1051 | 4.2103 | 4.3165 | 4.4238 | 4.5322 | 4.6416 | 4.7522 | 4.864 | 4.9768 | 5.0909 | 5.206 | 5.3224 | 5.44 | 5.5588 | 5.6787 | 5.7999 | 5.9224 | 6.046 | 6.171 | 6.2971 | 6.4246 | 6.5533 | 6.6833 | 6.8146 | 6.9472 | 7.0811 | 7.2164 | 7.3529 | 7.4908 | 7.63 | 7.7706 | 7.9125 | 8.0558 | 8.2005 | 8.3465 | 8.4939 | 8.6427
| 50 | 3061997.85 | 1317375.01 | 1941843.66 | 2313685.24 | 2313685.24 | 2363746.08 | 2210679.31 | 2210679.31 | #N/A | 763987.86 | #N/A |  | 50 | #N/A | #N/A | #N/A | #N/A | #N/A | #N/A | #N/A | #N/A | #N/A | #N/A | #N/A | R22 | 20 | 280 | 1.8132 | 1.9026 | 1.9917 | 2.0809 | 2.1701 | 2.2595 | 2.3491 | 2.4392 | 2.5297 | 2.6207 | 2.7123 | 2.8044 | 2.8973 | 2.9909 | 3.0852 | 3.1803 | 3.2763 | 3.373 | 3.4707 | 3.5693 | 3.6688 | 3.7693 | 3.8707 | 3.9732 | 4.0766 | 4.1811 | 4.2867 | 4.3933 | 4.501 | 4.6098 | 4.7197 | 4.8308 | 4.9429 | 5.0563 | 5.1708 | 5.2864 | 5.4033 | 5.5214 | 5.6406 | 5.7611 | 5.8828 | 6.0057 | 6.1299 | 6.2553 | 6.382 | 6.51 | 6.6393 | 6.7698 | 6.9016 | 7.0347 | 7.1692 | 7.3049 | 7.442 | 7.5804 | 7.7202 | 7.8613 | 8.0038 | 8.1476 | 8.2928 | 8.4394 | 8.5873
| 51 | 3132998.69 | 1350792.06 | 1986719.71 | 2366611.47 | 2366611.47 | 2417825.34 | 2261875.82 | 2261875.82 | #N/A | 783474.5 | #N/A |  | 51 | #N/A | #N/A | #N/A | #N/A | #N/A | #N/A | #N/A | #N/A | #N/A | #N/A | #N/A | R22 | 21 | 281 | 1.7996 | 1.8884 | 1.9769 | 2.0654 | 2.154 | 2.2428 | 2.3319 | 2.4213 | 2.5112 | 2.6016 | 2.6925 | 2.7841 | 2.8763 | 2.9693 | 3.063 | 3.1575 | 3.2528 | 3.349 | 3.446 | 3.5439 | 3.6428 | 3.7426 | 3.8434 | 3.9452 | 4.0481 | 4.1519 | 4.2568 | 4.3627 | 4.4698 | 4.5779 | 4.6871 | 4.7975 | 4.909 | 5.0216 | 5.1354 | 5.2504 | 5.3665 | 5.4839 | 5.6024 | 5.7221 | 5.8431 | 5.9653 | 6.0888 | 6.2134 | 6.3394 | 6.4666 | 6.5951 | 6.7248 | 6.8559 | 6.9882 | 7.1219 | 7.2568 | 7.3931 | 7.5307 | 7.6697 | 7.81 | 7.9516 | 8.0946 | 8.2389 | 8.3847 | 8.5318
| 52 | 3205261.34 | 1384844.03 | 2032358.03 | 2420478.45 | 2420478.45 | 2472887.81 | 2313946.7 | 2313946.7 | #N/A | 803312.39 | #N/A |  | 52 | #N/A | #N/A | #N/A | #N/A | #N/A | #N/A | #N/A | #N/A | #N/A | #N/A | #N/A | R22 | 22 | 282 | 1.786 | 1.8741 | 1.962 | 2.0499 | 2.1379 | 2.2261 | 2.3145 | 2.4033 | 2.4926 | 2.5824 | 2.6727 | 2.7637 | 2.8553 | 2.9477 | 3.0407 | 3.1346 | 3.2293 | 3.3248 | 3.4212 | 3.5185 | 3.6168 | 3.716 | 3.8161 | 3.9172 | 4.0194 | 4.1226 | 4.2268 | 4.3321 | 4.4384 | 4.5459 | 4.6545 | 4.7641 | 4.8749 | 4.9869 | 5.1 | 5.2142 | 5.3297 | 5.4463 | 5.5641 | 5.6831 | 5.8033 | 5.9248 | 6.0475 | 6.1714 | 6.2966 | 6.4231 | 6.5508 | 6.6798 | 6.81 | 6.9416 | 7.0744 | 7.2086 | 7.3441 | 7.4809 | 7.619 | 7.7585 | 7.8993 | 8.0414 | 8.1849 | 8.3298 | 8.4761
| 53 | 3278802.73 | 1419539.41 | 2078767.59 | 2475300.83 | 2475300.83 | 2528951.53 | 2366901.62 | 2366901.62 | #N/A | 823504.76 | #N/A |  | 53 | #N/A | #N/A | #N/A | #N/A | #N/A | #N/A | #N/A | #N/A | #N/A | #N/A | #N/A | R22 | 23 | 283 | 1.7721 | 1.8596 | 1.9469 | 2.0342 | 2.1215 | 2.209 | 2.2969 | 2.3851 | 2.4737 | 2.5629 | 2.6526 | 2.7429 | 2.8339 | 2.9256 | 3.0181 | 3.1113 | 3.2054 | 3.3002 | 3.396 | 3.4927 | 3.5903 | 3.6888 | 3.7883 | 3.8888 | 3.9902 | 4.0928 | 4.1963 | 4.3009 | 4.4066 | 4.5133 | 4.6212 | 4.7302 | 4.8403 | 4.9515 | 5.0639 | 5.1774 | 5.2921 | 5.408 | 5.5251 | 5.6434 | 5.7629 | 5.8836 | 6.0055 | 6.1287 | 6.2531 | 6.3788 | 6.5057 | 6.6339 | 6.7634 | 6.8941 | 7.0262 | 7.1595 | 7.2942 | 7.4302 | 7.5675 | 7.7061 | 7.846 | 7.9874 | 8.13 | 8.274 | 8.4194
| 54 | 3353640.03 | 1454886.81 | 2125957.5 | 2531093.6 | 2531093.6 | 2586035.13 | 2420750.32 | 2420750.32 | #N/A | 844054.78 | #N/A |  | 54 | #N/A | #N/A | #N/A | #N/A | #N/A | #N/A | #N/A | #N/A | #N/A | #N/A | #N/A | R22 | 24 | 284 | 1.7588 | 1.8457 | 1.9324 | 2.019 | 2.1057 | 2.1927 | 2.2799 | 2.3675 | 2.4555 | 2.5441 | 2.6332 | 2.7229 | 2.8133 | 2.9044 | 2.9963 | 3.0889 | 3.1823 | 3.2766 | 3.3718 | 3.4678 | 3.5647 | 3.6626 | 3.7615 | 3.8614 | 3.9622 | 4.0641 | 4.167 | 4.2709 | 4.3759 | 4.482 | 4.5892 | 4.6975 | 4.8069 | 4.9175 | 5.0292 | 5.142 | 5.256 | 5.3712 | 5.4876 | 5.6052 | 5.7239 | 5.8439 | 5.9651 | 6.0876 | 6.2112 | 6.3361 | 6.4623 | 6.5898 | 6.7185 | 6.8485 | 6.9797 | 7.1123 | 7.2462 | 7.3814 | 7.5179 | 7.6557 | 7.7948 | 7.9353 | 8.0772 | 8.2203 | 8.3649
| 55 | 3429790.6 | 1490894.98 | 2173937.03 | 2587872.12 | 2587872.12 | 2644157.88 | 2475502.59 | 2475502.59 | #N/A | 864965.64 | #N/A |  | 55 | #N/A | #N/A | #N/A | #N/A | #N/A | #N/A | #N/A | #N/A | #N/A | #N/A | #N/A | R22 | 25 | 285 | 1.7449 | 1.8312 | 1.9172 | 2.0032 | 2.0893 | 2.1756 | 2.2622 | 2.3492 | 2.4366 | 2.5246 | 2.613 | 2.7021 | 2.7919 | 2.8824 | 2.9736 | 3.0656 | 3.1584 | 3.252 | 3.3465 | 3.4419 | 3.5382 | 3.6354 | 3.7336 | 3.8328 | 3.933 | 4.0342 | 4.1364 | 4.2397 | 4.344 | 4.4494 | 4.5559 | 4.6635 | 4.7722 | 4.8821 | 4.993 | 5.1052 | 5.2184 | 5.3329 | 5.4485 | 5.5654 | 5.6834 | 5.8026 | 5.9231 | 6.0447 | 6.1676 | 6.2918 | 6.4172 | 6.5438 | 6.6717 | 6.8009 | 6.9314 | 7.0632 | 7.1962 | 7.3306 | 7.4662 | 7.6032 | 7.7415 | 7.8811 | 8.0221 | 8.1644 | 8.3081
| 56 | 3507272.02 | 1527572.77 | 2222715.6 | 2645652.15 | 2645652.15 | 2703339.73 | 2531168.27 | 2531168.27 | #N/A | 886240.51 | #N/A |  | 56 | #N/A | #N/A | #N/A | #N/A | #N/A | #N/A | #N/A | #N/A | #N/A | #N/A | #N/A | R22 | 26 | 286 | 1.7312 | 1.8168 | 1.9022 | 1.9876 | 2.073 | 2.1587 | 2.2447 | 2.3311 | 2.4179 | 2.5052 | 2.593 | 2.6815 | 2.7707 | 2.8605 | 2.9511 | 3.0424 | 3.1346 | 3.2276 | 3.3214 | 3.4162 | 3.5119 | 3.6084 | 3.706 | 3.8045 | 3.904 | 4.0046 | 4.1061 | 4.2087 | 4.3123 | 4.4171 | 4.5229 | 4.6298 | 4.7378 | 4.8469 | 4.9572 | 5.0686 | 5.1812 | 5.2949 | 5.4098 | 5.5259 | 5.6432 | 5.7617 | 5.8813 | 6.0023 | 6.1244 | 6.2478 | 6.3724 | 6.4983 | 6.6254 | 6.7538 | 6.8835 | 7.0144 | 7.1466 | 7.2802 | 7.415 | 7.5512 | 7.6886 | 7.8274 | 7.9675 | 8.109 | 8.2518
| 57 | 3586102.13 | 1564929.18 | 2272302.79 | 2704449.79 | 2704449.79 | 2763601.28 | 2587757.28 | 2587757.28 | #N/A | 907882.52 | #N/A |  | 57 | #N/A | #N/A | #N/A | #N/A | #N/A | #N/A | #N/A | #N/A | #N/A | #N/A | #N/A | R22 | 27 | 287 | 1.7174 | 1.8023 | 1.8871 | 1.9719 | 2.0567 | 2.1418 | 2.2271 | 2.3129 | 2.3991 | 2.4857 | 2.573 | 2.6608 | 2.7494 | 2.8386 | 2.9285 | 3.0192 | 3.1108 | 3.2031 | 3.2963 | 3.3904 | 3.4854 | 3.5814 | 3.6783 | 3.7761 | 3.875 | 3.9748 | 4.0757 | 4.1776 | 4.2806 | 4.3846 | 4.4898 | 4.596 | 4.7033 | 4.8117 | 4.9213 | 5.0319 | 5.1438 | 5.2568 | 5.371 | 5.4863 | 5.6029 | 5.7206 | 5.8395 | 5.9597 | 6.0811 | 6.2037 | 6.3275 | 6.4526 | 6.5789 | 6.7065 | 6.8354 | 6.9655 | 7.0969 | 7.2297 | 7.3637 | 7.499 | 7.6356 | 7.7736 | 7.9128 | 8.0534 | 8.1953
| 58 | 3666298.95 | 1602973.33 | 2322708.37 | 2764281.6 | 2764281.6 | 2824963.9 | 2645279.58 | 2645279.58 | #N/A | 929894.79 | #N/A |  | 58 | #N/A | #N/A | #N/A | #N/A | #N/A | #N/A | #N/A | #N/A | #N/A | #N/A | #N/A | R22 | 28 | 288 | 1.7035 | 1.7878 | 1.872 | 1.9561 | 2.0403 | 2.1248 | 2.2095 | 2.2946 | 2.3802 | 2.4662 | 2.5529 | 2.6401 | 2.728 | 2.8166 | 2.9059 | 2.996 | 3.0869 | 3.1786 | 3.2711 | 3.3646 | 3.459 | 3.5542 | 3.6505 | 3.7477 | 3.8459 | 3.945 | 4.0453 | 4.1465 | 4.2488 | 4.3521 | 4.4565 | 4.562 | 4.6687 | 4.7764 | 4.8852 | 4.9952 | 5.1063 | 5.2186 | 5.332 | 5.4466 | 5.5624 | 5.6794 | 5.7976 | 5.917 | 6.0376 | 6.1594 | 6.2825 | 6.4068 | 6.5323 | 6.6591 | 6.7872 | 6.9165 | 7.0471 | 7.179 | 7.3122 | 7.4467 | 7.5824 | 7.7195 | 7.8579 | 7.9977 | 8.1387
| 59 | 3747880.76 | 1641714.49 | 2373942.27 | 2825164.52 | 2825164.52 | 2887449.66 | 2703745.18 | 2703745.18 | #N/A | 952280.44 | #N/A |  | 59 | #N/A | #N/A | #N/A | #N/A | #N/A | #N/A | #N/A | #N/A | #N/A | #N/A | #N/A | R22 | 29 | 289 | 1.6892 | 1.7729 | 1.8563 | 1.9398 | 2.0234 | 2.1072 | 2.1913 | 2.2758 | 2.3607 | 2.4461 | 2.532 | 2.6186 | 2.7059 | 2.7938 | 2.8825 | 2.9719 | 3.0621 | 3.1532 | 3.2451 | 3.3379 | 3.4316 | 3.5262 | 3.6217 | 3.7182 | 3.8157 | 3.9142 | 4.0137 | 4.1143 | 4.2158 | 4.3185 | 4.4222 | 4.527 | 4.6328 | 4.7398 | 4.8479 | 4.9572 | 5.0675 | 5.179 | 5.2917 | 5.4056 | 5.5206 | 5.6368 | 5.7542 | 5.8728 | 5.9926 | 6.1136 | 6.2359 | 6.3594 | 6.4841 | 6.6101 | 6.7373 | 6.8658 | 6.9955 | 7.1266 | 7.2589 | 7.3925 | 7.5274 | 7.6636 | 7.8011 | 7.94 | 8.0801
| 60 | 3830866.06 | 1681162.07 | 2426014.63 | 2887115.95 | 2887115.95 | 2951081.47 | 2763164.17 | 2763164.17 | #N/A | 975042.55 | #N/A |  | 60 | #N/A | #N/A | #N/A | #N/A | #N/A | #N/A | #N/A | #N/A | #N/A | #N/A | #N/A | R22 | 30 | 290 | 1.6752 | 1.7582 | 1.841 | 1.9239 | 2.0068 | 2.09 | 2.1734 | 2.2573 | 2.3416 | 2.4263 | 2.5117 | 2.5976 | 2.6842 | 2.7715 | 2.8596 | 2.9483 | 3.0379 | 3.1283 | 3.2196 | 3.3117 | 3.4047 | 3.4987 | 3.5936 | 3.6894 | 3.7862 | 3.8841 | 3.9829 | 4.0827 | 4.1836 | 4.2855 | 4.3885 | 4.4926 | 4.5978 | 4.7041 | 4.8114 | 4.9199 | 5.0296 | 5.1404 | 5.2523 | 5.3654 | 5.4796 | 5.5951 | 5.7117 | 5.8295 | 5.9486 | 6.0688 | 6.1903 | 6.313 | 6.4369 | 6.5621 | 6.6885 | 6.8161 | 6.9451 | 7.0753 | 7.2068 | 7.3395 | 7.4736 | 7.6089 | 7.7456 | 7.8835 | 8.0228
| 61 | 3915273.6 | 1721325.63 | 2478935.8 | 2950153.73 | 2950153.73 | 3015883.03 | 2823546.69 | 2823546.69 | #N/A | 998184.18 | #N/A |  | 61 | #N/A | #N/A | #N/A | #N/A | #N/A | #N/A | #N/A | #N/A | #N/A | #N/A | #N/A | R22 | 31 | 291 | 1.6611 | 1.7435 | 1.8257 | 1.9079 | 1.9902 | 2.0727 | 2.1555 | 2.2387 | 2.3224 | 2.4065 | 2.4912 | 2.5766 | 2.6625 | 2.7492 | 2.8366 | 2.9247 | 3.0136 | 3.1034 | 3.194 | 3.2855 | 3.3778 | 3.4711 | 3.5653 | 3.6605 | 3.7567 | 3.8538 | 3.9519 | 4.0511 | 4.1513 | 4.2525 | 4.3548 | 4.4582 | 4.5626 | 4.6682 | 4.7748 | 4.8826 | 4.9915 | 5.1015 | 5.2127 | 5.3251 | 5.4386 | 5.5533 | 5.6691 | 5.7862 | 5.9044 | 6.0239 | 6.1445 | 6.2664 | 6.3896 | 6.5139 | 6.6395 | 6.7663 | 6.8945 | 7.0238 | 7.1545 | 7.2864 | 7.4196 | 7.5541 | 7.6898 | 7.8269 | 7.9653
| 62 | 4001122.37 | 1762214.91 | 2532716.34 | 3014296.16 | 3014296.16 | 3081878.89 | 2884902.92 | 2884902.92 | #N/A | 1021708.37 | #N/A |  | 62 | #N/A | #N/A | #N/A | #N/A | #N/A | #N/A | #N/A | #N/A | #N/A | #N/A | #N/A | R22 | 32 | 292 | 1.647 | 1.7287 | 1.8103 | 1.8919 | 1.9735 | 2.0554 | 2.1376 | 2.2202 | 2.3032 | 2.3867 | 2.4707 | 2.5554 | 2.6407 | 2.7268 | 2.8135 | 2.901 | 2.9893 | 3.0784 | 3.1683 | 3.2591 | 3.3509 | 3.4435 | 3.537 | 3.6315 | 3.727 | 3.8234 | 3.9209 | 4.0193 | 4.1188 | 4.2194 | 4.321 | 4.4236 | 4.5273 | 4.6322 | 4.7381 | 4.8451 | 4.9533 | 5.0626 | 5.173 | 5.2846 | 5.3974 | 5.5113 | 5.6264 | 5.7427 | 5.8601 | 5.9788 | 6.0987 | 6.2197 | 6.3421 | 6.4656 | 6.5904 | 6.7164 | 6.8437 | 6.9722 | 7.102 | 7.233 | 7.3654 | 7.499 | 7.6339 | 7.7701 | 7.9076
| 63 | 4088431.59 | 1803839.76 | 2587367.05 | 3079562.04 | 3079562.04 | 3149094.52 | 2947243.11 | 2947243.11 | #N/A | 1045618.16 | #N/A |  | 63 | #N/A | #N/A | #N/A | #N/A | #N/A | #N/A | #N/A | #N/A | #N/A | #N/A | #N/A | R22 | 33 | 293 | 1.6329 | 1.7139 | 1.7948 | 1.8758 | 1.9568 | 2.038 | 2.1196 | 2.2015 | 2.2839 | 2.3667 | 2.4502 | 2.5342 | 2.6189 | 2.7043 | 2.7904 | 2.8772 | 2.9648 | 3.0533 | 3.1426 | 3.2327 | 3.3238 | 3.4157 | 3.5086 | 3.6024 | 3.6972 | 3.793 | 3.8897 | 3.9875 | 4.0863 | 4.1861 | 4.287 | 4.3889 | 4.492 | 4.5961 | 4.7013 | 4.8076 | 4.915 | 5.0235 | 5.1332 | 5.2441 | 5.356 | 5.4692 | 5.5835 | 5.699 | 5.8157 | 5.9335 | 6.0526 | 6.1729 | 6.2944 | 6.4171 | 6.5411 | 6.6663 | 6.7927 | 6.9204 | 7.0493 | 7.1795 | 7.311 | 7.4438 | 7.5778 | 7.7131 | 7.8497
| 64 | 4177220.75 | 1846210.25 | 2642898.96 | 3145970.67 | 3145970.67 | 3217556.32 | 3010577.58 | 3010577.58 | #N/A | 1069916.55 | #N/A |  | 64 | #N/A | #N/A | #N/A | #N/A | #N/A | #N/A | #N/A | #N/A | #N/A | #N/A | #N/A | R22 | 34 | 294 | 1.6187 | 1.6991 | 1.7793 | 1.8596 | 1.94 | 2.0206 | 2.1015 | 2.1828 | 2.2645 | 2.3468 | 2.4295 | 2.5129 | 2.597 | 2.6817 | 2.7671 | 2.8533 | 2.9403 | 3.0281 | 3.1167 | 3.2062 | 3.2966 | 3.3879 | 3.4801 | 3.5732 | 3.6673 | 3.7624 | 3.8585 | 3.9555 | 4.0536 | 4.1528 | 4.2529 | 4.3542 | 4.4564 | 4.5598 | 4.6643 | 4.7699 | 4.8765 | 4.9843 | 5.0933 | 5.2033 | 5.3146 | 5.4269 | 5.5405 | 5.6552 | 5.7711 | 5.8882 | 6.0064 | 6.1259 | 6.2466 | 6.3685 | 6.4916 | 6.616 | 6.7416 | 6.8684 | 6.9965 | 7.1259 | 7.2565 | 7.3883 | 7.5215 | 7.6559 | 7.7917
| 65 | 4267509.57 | 1889336.59 | 2699323.38 | 3213541.86 | 3213541.86 | 3287291.66 | 3074916.68 | 3074916.68 | #N/A | 1094606.51 | #N/A |  | 65 | #N/A | #N/A | #N/A | #N/A | #N/A | #N/A | #N/A | #N/A | #N/A | #N/A | #N/A | R22 | 35 | 295 | 1.6045 | 1.6842 | 1.7638 | 1.8434 | 1.9231 | 2.0031 | 2.0834 | 2.164 | 2.2451 | 2.3267 | 2.4088 | 2.4916 | 2.575 | 2.6591 | 2.7439 | 2.8294 | 2.9157 | 3.0029 | 3.0908 | 3.1796 | 3.2693 | 3.36 | 3.4515 | 3.5439 | 3.6373 | 3.7317 | 3.8271 | 3.9235 | 4.0209 | 4.1193 | 4.2187 | 4.3192 | 4.4208 | 4.5235 | 4.6272 | 4.732 | 4.838 | 4.945 | 5.0532 | 5.1625 | 5.2729 | 5.3845 | 5.4973 | 5.6112 | 5.7263 | 5.8426 | 5.9601 | 6.0788 | 6.1986 | 6.3197 | 6.442 | 6.5655 | 6.6903 | 6.8163 | 6.9435 | 7.072 | 7.2017 | 7.3327 | 7.465 | 7.5986 | 7.7334
| 66 | #N/A | 1933229.19 | #N/A | #N/A | #N/A | #N/A | #N/A | #N/A | #N/A | #N/A | #N/A |  | 66 | #N/A | #N/A | #N/A | #N/A | #N/A | #N/A | #N/A | #N/A | #N/A | #N/A | #N/A | R22 | 36 | 296 | 1.5902 | 1.6692 | 1.7482 | 1.8271 | 1.9062 | 1.9855 | 2.0652 | 2.1452 | 2.2256 | 2.3066 | 2.3881 | 2.4702 | 2.5529 | 2.6363 | 2.7205 | 2.8054 | 2.891 | 2.9775 | 3.0648 | 3.153 | 3.242 | 3.3319 | 3.4228 | 3.5145 | 3.6073 | 3.701 | 3.7956 | 3.8913 | 3.988 | 4.0857 | 4.1844 | 4.2842 | 4.3851 | 4.487 | 4.59 | 4.6941 | 4.7992 | 4.9055 | 5.013 | 5.1215 | 5.2312 | 5.342 | 5.454 | 5.5671 | 5.6814 | 5.7969 | 5.9136 | 6.0314 | 6.1505 | 6.2707 | 6.3922 | 6.5149 | 6.6388 | 6.7639 | 6.8903 | 7.0179 | 7.1468 | 7.2769 | 7.4083 | 7.541 | 7.6749
| 67 | #N/A | 1977898.62 | #N/A | #N/A | #N/A | #N/A | #N/A | #N/A | #N/A | #N/A | #N/A |  | 67 | #N/A | #N/A | #N/A | #N/A | #N/A | #N/A | #N/A | #N/A | #N/A | #N/A | #N/A | R22 | 37 | 297 | 1.5758 | 1.6542 | 1.7325 | 1.8108 | 1.8893 | 1.9679 | 2.0469 | 2.1263 | 2.2061 | 2.2864 | 2.3672 | 2.4487 | 2.5308 | 2.6135 | 2.697 | 2.7812 | 2.8663 | 2.9521 | 3.0387 | 3.1262 | 3.2145 | 3.3038 | 3.3939 | 3.485 | 3.5771 | 3.6701 | 3.764 | 3.859 | 3.955 | 4.052 | 4.15 | 4.2491 | 4.3492 | 4.4504 | 4.5526 | 4.656 | 4.7604 | 4.8659 | 4.9726 | 5.0804 | 5.1893 | 5.2993 | 5.4105 | 5.5229 | 5.6364 | 5.751 | 5.8669 | 5.9839 | 6.1022 | 6.2216 | 6.3422 | 6.4641 | 6.5871 | 6.7114 | 6.8369 | 6.9637 | 7.0917 | 7.2209 | 7.3514 | 7.4832 | 7.6162
| 68 | #N/A | 2023355.67 | #N/A | #N/A | #N/A | #N/A | #N/A | #N/A | #N/A | #N/A | #N/A |  | 68 | #N/A | #N/A | #N/A | #N/A | #N/A | #N/A | #N/A | #N/A | #N/A | #N/A | #N/A | R22 | 38 | 298 | 1.5614 | 1.6392 | 1.7168 | 1.7944 | 1.8722 | 1.9502 | 2.0286 | 2.1073 | 2.1864 | 2.2661 | 2.3463 | 2.4271 | 2.5085 | 2.5906 | 2.6735 | 2.757 | 2.8414 | 2.9265 | 3.0125 | 3.0993 | 3.187 | 3.2756 | 3.365 | 3.4554 | 3.5468 | 3.6391 | 3.7324 | 3.8266 | 3.9219 | 4.0181 | 4.1154 | 4.2138 | 4.3132 | 4.4136 | 4.5151 | 4.6177 | 4.7214 | 4.8262 | 4.9321 | 5.0391 | 5.1472 | 5.2565 | 5.3669 | 5.4784 | 5.5911 | 5.705 | 5.8201 | 5.9363 | 6.0537 | 6.1723 | 6.2921 | 6.4131 | 6.5353 | 6.6587 | 6.7834 | 6.9093 | 7.0364 | 7.1647 | 7.2943 | 7.4252 | 7.5573
| 69 | #N/A | 2069611.32 | #N/A | #N/A | #N/A | #N/A | #N/A | #N/A | #N/A | #N/A | #N/A |  | 69 | #N/A | #N/A | #N/A | #N/A | #N/A | #N/A | #N/A | #N/A | #N/A | #N/A | #N/A | R22 | 39 | 299 | 1.547 | 1.624 | 1.701 | 1.778 | 1.8551 | 1.9325 | 2.0102 | 2.0882 | 2.1667 | 2.2457 | 2.3253 | 2.4054 | 2.4862 | 2.5677 | 2.6498 | 2.7328 | 2.8164 | 2.9009 | 2.9862 | 3.0723 | 3.1593 | 3.2472 | 3.336 | 3.4257 | 3.5164 | 3.608 | 3.7005 | 3.7941 | 3.8886 | 3.9842 | 4.0808 | 4.1784 | 4.277 | 4.3767 | 4.4775 | 4.5793 | 4.6823 | 4.7863 | 4.8914 | 4.9976 | 5.105 | 5.2135 | 5.3231 | 5.4338 | 5.5458 | 5.6588 | 5.773 | 5.8884 | 6.005 | 6.1228 | 6.2417 | 6.3619 | 6.4833 | 6.6058 | 6.7296 | 6.8546 | 6.9809 | 7.1083 | 7.237 | 7.367 | 7.4982
| 70 | #N/A | 2116676.75 | #N/A | #N/A | #N/A | #N/A | #N/A | #N/A | #N/A | #N/A | #N/A |  | 70 | #N/A | #N/A | #N/A | #N/A | #N/A | #N/A | #N/A | #N/A | #N/A | #N/A | #N/A | R22 | 40 | 300 | 1.5325 | 1.6089 | 1.6852 | 1.7615 | 1.838 | 1.9147 | 1.9917 | 2.0691 | 2.1469 | 2.2253 | 2.3042 | 2.3837 | 2.4638 | 2.5446 | 2.6261 | 2.7084 | 2.7914 | 2.8752 | 2.9598 | 3.0453 | 3.1316 | 3.2188 | 3.3069 | 3.3959 | 3.4858 | 3.5767 | 3.6686 | 3.7614 | 3.8553 | 3.9501 | 4.046 | 4.1428 | 4.2407 | 4.3397 | 4.4397 | 4.5408 | 4.643 | 4.7462 | 4.8506 | 4.9561 | 5.0626 | 5.1703 | 5.2791 | 5.3891 | 5.5002 | 5.6124 | 5.7259 | 5.8404 | 5.9562 | 6.0731 | 6.1912 | 6.3105 | 6.431 | 6.5527 | 6.6756 | 6.7998 | 6.9251 | 7.0517 | 7.1795 | 7.3086 | 7.4389
| 71 | #N/A | 2164563.35 | #N/A | #N/A | #N/A | #N/A | #N/A | #N/A | #N/A | #N/A | #N/A |  | 71 | #N/A | #N/A | #N/A | #N/A | #N/A | #N/A | #N/A | #N/A | #N/A | #N/A | #N/A | R22 | 41 | 301 | 1.5174 | 1.5931 | 1.6687 | 1.7444 | 1.8201 | 1.8962 | 1.9725 | 2.0492 | 2.1264 | 2.2041 | 2.2823 | 2.3611 | 2.4405 | 2.5207 | 2.6015 | 2.683 | 2.7654 | 2.8485 | 2.9324 | 3.0171 | 3.1027 | 3.1892 | 3.2766 | 3.3649 | 3.4541 | 3.5443 | 3.6354 | 3.7275 | 3.8206 | 3.9147 | 4.0098 | 4.1059 | 4.203 | 4.3012 | 4.4005 | 4.5008 | 4.6022 | 4.7046 | 4.8082 | 4.9128 | 5.0186 | 5.1255 | 5.2335 | 5.3426 | 5.4529 | 5.5643 | 5.6768 | 5.7905 | 5.9054 | 6.0215 | 6.1387 | 6.2571 | 6.3767 | 6.4976 | 6.6196 | 6.7428 | 6.8672 | 6.9929 | 7.1198 | 7.2479 | 7.3772
| 72 | #N/A | 2213282.74 | #N/A | #N/A | #N/A | #N/A | #N/A | #N/A | #N/A | #N/A | #N/A |  | 72 | #N/A | #N/A | #N/A | #N/A | #N/A | #N/A | #N/A | #N/A | #N/A | #N/A | #N/A | R22 | 42 | 302 | 1.5027 | 1.5778 | 1.6527 | 1.7277 | 1.8028 | 1.8782 | 1.9538 | 2.0299 | 2.1064 | 2.1834 | 2.261 | 2.3391 | 2.4179 | 2.4973 | 2.5775 | 2.6584 | 2.74 | 2.8224 | 2.9057 | 2.9898 | 3.0747 | 3.1605 | 3.2472 | 3.3348 | 3.4233 | 3.5127 | 3.6031 | 3.6945 | 3.7869 | 3.8802 | 3.9746 | 4.07 | 4.1664 | 4.2638 | 4.3623 | 4.4618 | 4.5625 | 4.6641 | 4.7669 | 4.8708 | 4.9757 | 5.0818 | 5.189 | 5.2973 | 5.4068 | 5.5174 | 5.6291 | 5.742 | 5.856 | 5.9712 | 6.0876 | 6.2052 | 6.3239 | 6.4439 | 6.565 | 6.6873 | 6.8109 | 6.9356 | 7.0616 | 7.1888 | 7.3172
| 73 | #N/A | 2262846.77 | #N/A | #N/A | #N/A | #N/A | #N/A | #N/A | #N/A | #N/A | #N/A |  | 73 | #N/A | #N/A | #N/A | #N/A | #N/A | #N/A | #N/A | #N/A | #N/A | #N/A | #N/A | R22 | 43 | 303 | 1.488 | 1.5623 | 1.6366 | 1.7109 | 1.7854 | 1.8601 | 1.9351 | 2.0105 | 2.0863 | 2.1627 | 2.2396 | 2.317 | 2.3952 | 2.4739 | 2.5534 | 2.6336 | 2.7146 | 2.7963 | 2.8789 | 2.9623 | 3.0465 | 3.1316 | 3.2176 | 3.3045 | 3.3923 | 3.481 | 3.5707 | 3.6614 | 3.753 | 3.8456 | 3.9392 | 4.0339 | 4.1295 | 4.2262 | 4.3239 | 4.4227 | 4.5226 | 4.6235 | 4.7255 | 4.8286 | 4.9327 | 5.038 | 5.1444 | 5.2519 | 5.3605 | 5.4703 | 5.5812 | 5.6932 | 5.8064 | 5.9208 | 6.0363 | 6.153 | 6.2709 | 6.39 | 6.5102 | 6.6316 | 6.7543 | 6.8781 | 7.0032 | 7.1295 | 7.257
| 74 | #N/A | 2313267.53 | #N/A | #N/A | #N/A | #N/A | #N/A | #N/A | #N/A | #N/A | #N/A |  | 74 | #N/A | #N/A | #N/A | #N/A | #N/A | #N/A | #N/A | #N/A | #N/A | #N/A | #N/A | R22 | 44 | 304 | 1.4732 | 1.5469 | 1.6205 | 1.6941 | 1.7679 | 1.8419 | 1.9163 | 1.991 | 2.0662 | 2.1418 | 2.2181 | 2.2949 | 2.3723 | 2.4504 | 2.5292 | 2.6088 | 2.689 | 2.7701 | 2.852 | 2.9347 | 3.0182 | 3.1026 | 3.1879 | 3.2741 | 3.3612 | 3.4492 | 3.5382 | 3.6281 | 3.719 | 3.8109 | 3.9037 | 3.9976 | 4.0925 | 4.1885 | 4.2854 | 4.3834 | 4.4825 | 4.5826 | 4.6839 | 4.7861 | 4.8895 | 4.994 | 5.0996 | 5.2063 | 5.3141 | 5.423 | 5.5331 | 5.6443 | 5.7566 | 5.8701 | 5.9848 | 6.1006 | 6.2176 | 6.3358 | 6.4552 | 6.5757 | 6.6975 | 6.8204 | 6.9446 | 7.0699 | 7.1965
| 75 | #N/A | 2364557.33 | #N/A | #N/A | #N/A | #N/A | #N/A | #N/A | #N/A | #N/A | #N/A |  | 75 | #N/A | #N/A | #N/A | #N/A | #N/A | #N/A | #N/A | #N/A | #N/A | #N/A | #N/A | R22 | 45 | 305 | 1.4584 | 1.5313 | 1.6042 | 1.6772 | 1.7503 | 1.8237 | 1.8973 | 1.9714 | 2.0459 | 2.1209 | 2.1965 | 2.2726 | 2.3494 | 2.4268 | 2.5049 | 2.5838 | 2.6634 | 2.7438 | 2.8249 | 2.9069 | 2.9898 | 3.0735 | 3.158 | 3.2435 | 3.3299 | 3.4172 | 3.5055 | 3.5947 | 3.6848 | 3.776 | 3.8681 | 3.9612 | 4.0554 | 4.1506 | 4.2468 | 4.344 | 4.4423 | 4.5416 | 4.6421 | 4.7435 | 4.8461 | 4.9498 | 5.0546 | 5.1604 | 5.2674 | 5.3755 | 5.4847 | 5.5951 | 5.7066 | 5.8193 | 5.9331 | 6.048 | 6.1641 | 6.2814 | 6.3999 | 6.5196 | 6.6404 | 6.7624 | 6.8857 | 7.0101 | 7.1357
| 76 | #N/A | #N/A | #N/A | #N/A | #N/A | #N/A | #N/A | #N/A | #N/A | #N/A | #N/A |  | 76 | #N/A | #N/A | #N/A | #N/A | #N/A | #N/A | #N/A | #N/A | #N/A | #N/A | #N/A | R22 | 46 | 306 | 1.4434 | 1.5157 | 1.588 | 1.6602 | 1.7327 | 1.8053 | 1.8784 | 1.9517 | 2.0256 | 2.0999 | 2.1748 | 2.2503 | 2.3263 | 2.4031 | 2.4805 | 2.5587 | 2.6376 | 2.7173 | 2.7978 | 2.8791 | 2.9612 | 3.0442 | 3.1281 | 3.2128 | 3.2985 | 3.3851 | 3.4726 | 3.5611 | 3.6505 | 3.7409 | 3.8323 | 3.9247 | 4.0181 | 4.1125 | 4.2079 | 4.3044 | 4.4019 | 4.5004 | 4.6001 | 4.7008 | 4.8025 | 4.9054 | 5.0093 | 5.1144 | 5.2205 | 5.3278 | 5.4362 | 5.5457 | 5.6564 | 5.7682 | 5.8811 | 5.9952 | 6.1104 | 6.2268 | 6.3444 | 6.4631 | 6.5831 | 6.7042 | 6.8265 | 6.95 | 7.0747
| 77 | #N/A | #N/A | #N/A | #N/A | #N/A | #N/A | #N/A | #N/A | #N/A | #N/A | #N/A |  | 77 | #N/A | #N/A | #N/A | #N/A | #N/A | #N/A | #N/A | #N/A | #N/A | #N/A | #N/A | R22 | 47 | 307 | 1.4285 | 1.5 | 1.5716 | 1.6432 | 1.7149 | 1.7869 | 1.8593 | 1.932 | 2.0051 | 2.0788 | 2.153 | 2.2278 | 2.3032 | 2.3793 | 2.456 | 2.5335 | 2.6117 | 2.6907 | 2.7705 | 2.8511 | 2.9325 | 3.0148 | 3.098 | 3.182 | 3.267 | 3.3528 | 3.4396 | 3.5273 | 3.616 | 3.7057 | 3.7963 | 3.888 | 3.9806 | 4.0742 | 4.1689 | 4.2646 | 4.3613 | 4.4591 | 4.5579 | 4.6578 | 4.7588 | 4.8608 | 4.9639 | 5.0681 | 5.1735 | 5.2799 | 5.3874 | 5.4961 | 5.6059 | 5.7168 | 5.8289 | 5.9421 | 6.0564 | 6.172 | 6.2886 | 6.4065 | 6.5255 | 6.6457 | 6.7671 | 6.8896 | 7.0134
| 78 | #N/A | #N/A | #N/A | #N/A | #N/A | #N/A | #N/A | #N/A | #N/A | #N/A | #N/A |  | 78 | #N/A | #N/A | #N/A | #N/A | #N/A | #N/A | #N/A | #N/A | #N/A | #N/A | #N/A | R22 | 48 | 308 | 1.4134 | 1.4843 | 1.5551 | 1.6261 | 1.6971 | 1.7685 | 1.8401 | 1.9121 | 1.9846 | 2.0576 | 2.1311 | 2.2052 | 2.28 | 2.3553 | 2.4314 | 2.5082 | 2.5857 | 2.664 | 2.7431 | 2.823 | 2.9037 | 2.9853 | 3.0677 | 3.1511 | 3.2353 | 3.3204 | 3.4065 | 3.4935 | 3.5814 | 3.6703 | 3.7602 | 3.8511 | 3.9429 | 4.0358 | 4.1297 | 4.2246 | 4.3205 | 4.4175 | 4.5155 | 4.6146 | 4.7148 | 4.816 | 4.9183 | 5.0217 | 5.1262 | 5.2318 | 5.3384 | 5.4463 | 5.5552 | 5.6652 | 5.7764 | 5.8887 | 6.0022 | 6.1168 | 6.2326 | 6.3495 | 6.4676 | 6.5869 | 6.7074 | 6.829 | 6.9518
| 79 | #N/A | #N/A | #N/A | #N/A | #N/A | #N/A | #N/A | #N/A | #N/A | #N/A | #N/A |  | 79 | #N/A | #N/A | #N/A | #N/A | #N/A | #N/A | #N/A | #N/A | #N/A | #N/A | #N/A | R22 | 49 | 309 | 1.3983 | 1.4685 | 1.5386 | 1.6088 | 1.6792 | 1.7499 | 1.8208 | 1.8922 | 1.964 | 2.0363 | 2.1091 | 2.1825 | 2.2566 | 2.3313 | 2.4067 | 2.4828 | 2.5596 | 2.6372 | 2.7156 | 2.7948 | 2.8748 | 2.9556 | 3.0373 | 3.1199 | 3.2034 | 3.2878 | 3.3731 | 3.4594 | 3.5466 | 3.6347 | 3.7239 | 3.814 | 3.9051 | 3.9972 | 4.0903 | 4.1844 | 4.2795 | 4.3757 | 4.4729 | 4.5712 | 4.6706 | 4.771 | 4.8724 | 4.975 | 5.0786 | 5.1834 | 5.2892 | 5.3962 | 5.5042 | 5.6134 | 5.7237 | 5.8351 | 5.9477 | 6.0614 | 6.1763 | 6.2923 | 6.4095 | 6.5278 | 6.6474 | 6.768 | 6.8899
| 80 | #N/A | #N/A | #N/A | #N/A | #N/A | #N/A | #N/A | #N/A | #N/A | #N/A | #N/A |  | 80 | #N/A | #N/A | #N/A | #N/A | #N/A | #N/A | #N/A | #N/A | #N/A | #N/A | #N/A | R22 | 50 | 310 | 1.3831 | 1.4526 | 1.522 | 1.5915 | 1.6612 | 1.7312 | 1.8015 | 1.8721 | 1.9433 | 2.0149 | 2.087 | 2.1598 | 2.2331 | 2.3071 | 2.3818 | 2.4572 | 2.5333 | 2.6102 | 2.6879 | 2.7664 | 2.8457 | 2.9258 | 3.0068 | 3.0887 | 3.1714 | 3.2551 | 3.3397 | 3.4252 | 3.5116 | 3.599 | 3.6874 | 3.7767 | 3.867 | 3.9584 | 4.0507 | 4.144 | 4.2384 | 4.3337 | 4.4302 | 4.5276 | 4.6261 | 4.7257 | 4.8264 | 4.9281 | 5.0309 | 5.1348 | 5.2397 | 5.3458 | 5.453 | 5.5613 | 5.6707 | 5.7813 | 5.893 | 6.0058 | 6.1197 | 6.2348 | 6.3511 | 6.4685 | 6.5871 | 6.7068 | 6.8277
| 81 | #N/A | #N/A | #N/A | #N/A | #N/A | #N/A | #N/A | #N/A | #N/A | #N/A | #N/A |  | 81 | #N/A | #N/A | #N/A | #N/A | #N/A | #N/A | #N/A | #N/A | #N/A | #N/A | #N/A | R22 | 51 | 311 | 1.3678 | 1.4366 | 1.5053 | 1.5742 | 1.6432 | 1.7124 | 1.782 | 1.852 | 1.9224 | 1.9933 | 2.0648 | 2.1369 | 2.2095 | 2.2828 | 2.3568 | 2.4315 | 2.5069 | 2.5831 | 2.6601 | 2.7378 | 2.8164 | 2.8958 | 2.9761 | 3.0573 | 3.1393 | 3.2222 | 3.306 | 3.3908 | 3.4765 | 3.5631 | 3.6507 | 3.7393 | 3.8288 | 3.9193 | 4.0109 | 4.1034 | 4.197 | 4.2915 | 4.3871 | 4.4838 | 4.5815 | 4.6802 | 4.78 | 4.8809 | 4.9829 | 5.0859 | 5.19 | 5.2952 | 5.4016 | 5.509 | 5.6175 | 5.7272 | 5.8379 | 5.9498 | 6.0629 | 6.177 | 6.2924 | 6.4088 | 6.5265 | 6.6452 | 6.7652
| 82 | #N/A | #N/A | #N/A | #N/A | #N/A | #N/A | #N/A | #N/A | #N/A | 1577028.45 | #N/A |  | 82 | #N/A | #N/A | #N/A | #N/A | #N/A | #N/A | #N/A | #N/A | #N/A | #N/A | #N/A | R22 | 52 | 312 | 1.3524 | 1.4205 | 1.4885 | 1.5567 | 1.625 | 1.6936 | 1.7625 | 1.8317 | 1.9015 | 1.9717 | 2.0425 | 2.1138 | 2.1858 | 2.2584 | 2.3317 | 2.4057 | 2.4804 | 2.5559 | 2.6321 | 2.7092 | 2.787 | 2.8657 | 2.9453 | 3.0257 | 3.1069 | 3.1891 | 3.2722 | 3.3562 | 3.4411 | 3.527 | 3.6138 | 3.7016 | 3.7904 | 3.8801 | 3.9709 | 4.0626 | 4.1554 | 4.2491 | 4.3439 | 4.4397 | 4.5366 | 4.6345 | 4.7335 | 4.8335 | 4.9346 | 5.0368 | 5.14 | 5.2444 | 5.3498 | 5.4564 | 5.564 | 5.6727 | 5.7826 | 5.8936 | 6.0057 | 6.1189 | 6.2333 | 6.3489 | 6.4655 | 6.5834 | 6.7023
| 83 | #N/A | #N/A | #N/A | #N/A | #N/A | #N/A | #N/A | #N/A | #N/A | 1609250.85 | #N/A |  | 83 | #N/A | #N/A | #N/A | #N/A | #N/A | #N/A | #N/A | #N/A | #N/A | #N/A | #N/A | R22 | 53 | 313 | 1.337 | 1.4043 | 1.4717 | 1.5391 | 1.6067 | 1.6746 | 1.7428 | 1.8114 | 1.8804 | 1.95 | 2.02 | 2.0907 | 2.1619 | 2.2339 | 2.3064 | 2.3797 | 2.4537 | 2.5285 | 2.604 | 2.6803 | 2.7575 | 2.8354 | 2.9142 | 2.9939 | 3.0744 | 3.1559 | 3.2382 | 3.3214 | 3.4056 | 3.4907 | 3.5768 | 3.6638 | 3.7518 | 3.8407 | 3.9306 | 4.0216 | 4.1135 | 4.2065 | 4.3004 | 4.3954 | 4.4915 | 4.5886 | 4.6867 | 4.7859 | 4.8861 | 4.9874 | 5.0898 | 5.1933 | 5.2978 | 5.4034 | 5.5102 | 5.618 | 5.727 | 5.837 | 5.9482 | 6.0605 | 6.174 | 6.2886 | 6.4043 | 6.5211 | 6.6392
| 84 | #N/A | #N/A | #N/A | #N/A | #N/A | #N/A | #N/A | #N/A | #N/A | 1641917.09 | #N/A |  | 84 | #N/A | #N/A | #N/A | #N/A | #N/A | #N/A | #N/A | #N/A | #N/A | #N/A | #N/A | R22 | 54 | 314 | 1.3215 | 1.3881 | 1.4547 | 1.5214 | 1.5883 | 1.6555 | 1.723 | 1.7909 | 1.8593 | 1.9281 | 1.9975 | 2.0674 | 2.138 | 2.2092 | 2.281 | 2.3536 | 2.4269 | 2.5009 | 2.5758 | 2.6513 | 2.7278 | 2.805 | 2.883 | 2.962 | 3.0418 | 3.1224 | 3.204 | 3.2865 | 3.3699 | 3.4542 | 3.5395 | 3.6257 | 3.7129 | 3.8011 | 3.8902 | 3.9803 | 4.0715 | 4.1636 | 4.2567 | 4.3509 | 4.4461 | 4.5423 | 4.6396 | 4.7379 | 4.8373 | 4.9378 | 5.0393 | 5.1418 | 5.2455 | 5.3502 | 5.4561 | 5.563 | 5.671 | 5.7802 | 5.8904 | 6.0018 | 6.1143 | 6.2279 | 6.3427 | 6.4586 | 6.5756
| 85 | #N/A | #N/A | #N/A | #N/A | #N/A | #N/A | #N/A | #N/A | #N/A | 1675029.67 | #N/A |  | 85 | #N/A | #N/A | #N/A | #N/A | #N/A | #N/A | #N/A | #N/A | #N/A | #N/A | #N/A | R22 | 55 | 315 | 1.3058 | 1.3718 | 1.4377 | 1.5037 | 1.5699 | 1.6363 | 1.7031 | 1.7703 | 1.838 | 1.9061 | 1.9748 | 2.044 | 2.1138 | 2.1843 | 2.2555 | 2.3273 | 2.3999 | 2.4732 | 2.5473 | 2.6222 | 2.6979 | 2.7743 | 2.8517 | 2.9298 | 3.0089 | 3.0888 | 3.1696 | 3.2513 | 3.334 | 3.4175 | 3.502 | 3.5874 | 3.6738 | 3.7612 | 3.8495 | 3.9388 | 4.0292 | 4.1205 | 4.2128 | 4.3061 | 4.4005 | 4.4959 | 4.5923 | 4.6897 | 4.7882 | 4.8878 | 4.9884 | 5.0901 | 5.1929 | 5.2967 | 5.4017 | 5.5077 | 5.6148 | 5.723 | 5.8323 | 5.9428 | 6.0543 | 6.167 | 6.2808 | 6.3957 | 6.5117
| 86 | #N/A | #N/A | #N/A | #N/A | #N/A | #N/A | #N/A | #N/A | #N/A | 1708591.04 | #N/A |  | 86 | #N/A | #N/A | #N/A | #N/A | #N/A | #N/A | #N/A | #N/A | #N/A | #N/A | #N/A | R22 | 56 | 316 | 1.2896 | 1.3547 | 1.4199 | 1.4852 | 1.5506 | 1.6163 | 1.6824 | 1.7489 | 1.8158 | 1.8832 | 1.9511 | 2.0196 | 2.0887 | 2.1585 | 2.2289 | 2.3 | 2.3718 | 2.4444 | 2.5177 | 2.5918 | 2.6667 | 2.7424 | 2.819 | 2.8964 | 2.9746 | 3.0538 | 3.1338 | 3.2147 | 3.2965 | 3.3793 | 3.4629 | 3.5476 | 3.6331 | 3.7196 | 3.8071 | 3.8956 | 3.9851 | 4.0755 | 4.167 | 4.2594 | 4.3529 | 4.4474 | 4.5429 | 4.6395 | 4.7371 | 4.8358 | 4.9355 | 5.0362 | 5.1381 | 5.241 | 5.345 | 5.45 | 5.5562 | 5.6634 | 5.7718 | 5.8812 | 5.9918 | 6.1034 | 6.2162 | 6.3301 | 6.4451
| 87 | #N/A | #N/A | #N/A | #N/A | #N/A | #N/A | #N/A | #N/A | #N/A | 1742603.67 | #N/A |  | 87 | #N/A | #N/A | #N/A | #N/A | #N/A | #N/A | #N/A | #N/A | #N/A | #N/A | #N/A | R22 | 57 | 317 | 1.2737 | 1.3381 | 1.4026 | 1.4671 | 1.5319 | 1.5969 | 1.6622 | 1.728 | 1.7942 | 1.8608 | 1.9281 | 1.9958 | 2.0642 | 2.1333 | 2.203 | 2.2733 | 2.3444 | 2.4163 | 2.4889 | 2.5622 | 2.6364 | 2.7114 | 2.7871 | 2.8638 | 2.9413 | 3.0196 | 3.0989 | 3.179 | 3.2601 | 3.342 | 3.4249 | 3.5087 | 3.5935 | 3.6792 | 3.7659 | 3.8535 | 3.9421 | 4.0318 | 4.1224 | 4.214 | 4.3066 | 4.4003 | 4.4949 | 4.5906 | 4.6873 | 4.7851 | 4.8839 | 4.9838 | 5.0847 | 5.1867 | 5.2897 | 5.3939 | 5.4991 | 5.6054 | 5.7128 | 5.8213 | 5.9309 | 6.0416 | 6.1534 | 6.2663 | 6.3803
| 88 | #N/A | #N/A | #N/A | #N/A | #N/A | #N/A | #N/A | #N/A | #N/A | 1777069.98 | #N/A |  | 88 | #N/A | #N/A | #N/A | #N/A | #N/A | #N/A | #N/A | #N/A | #N/A | #N/A | #N/A | R22 | 58 | 318 | 1.2578 | 1.3215 | 1.3852 | 1.449 | 1.513 | 1.5773 | 1.6419 | 1.7069 | 1.7724 | 1.8384 | 1.9049 | 1.9719 | 2.0396 | 2.1079 | 2.1769 | 2.2465 | 2.3169 | 2.388 | 2.4598 | 2.5324 | 2.6059 | 2.6801 | 2.7551 | 2.831 | 2.9077 | 2.9853 | 3.0638 | 3.1431 | 3.2234 | 3.3045 | 3.3866 | 3.4696 | 3.5536 | 3.6385 | 3.7243 | 3.8111 | 3.8989 | 3.9877 | 4.0775 | 4.1682 | 4.26 | 4.3528 | 4.4466 | 4.5414 | 4.6372 | 4.7341 | 4.832 | 4.931 | 5.031 | 5.132 | 5.2342 | 5.3374 | 5.4416 | 5.547 | 5.6534 | 5.761 | 5.8696 | 5.9793 | 6.0901 | 6.202 | 6.315
| 89 | #N/A | #N/A | #N/A | #N/A | #N/A | #N/A | #N/A | #N/A | #N/A | 1811992.35 | #N/A |  | 89 | #N/A | #N/A | #N/A | #N/A | #N/A | #N/A | #N/A | #N/A | #N/A | #N/A | #N/A | R22 | 59 | 319 | 1.2417 | 1.3047 | 1.3676 | 1.4307 | 1.494 | 1.5576 | 1.6215 | 1.6858 | 1.7505 | 1.8158 | 1.8815 | 1.9479 | 2.0148 | 2.0824 | 2.1506 | 2.2195 | 2.2891 | 2.3595 | 2.4306 | 2.5025 | 2.5751 | 2.6486 | 2.7229 | 2.798 | 2.8739 | 2.9507 | 3.0284 | 3.107 | 3.1864 | 3.2668 | 3.3481 | 3.4303 | 3.5134 | 3.5975 | 3.6825 | 3.7685 | 3.8554 | 3.9434 | 4.0323 | 4.1222 | 4.2131 | 4.305 | 4.3979 | 4.4918 | 4.5868 | 4.6827 | 4.7798 | 4.8778 | 4.9769 | 5.077 | 5.1782 | 5.2805 | 5.3838 | 5.4882 | 5.5937 | 5.7002 | 5.8079 | 5.9166 | 6.0264 | 6.1373 | 6.2493
| 90 | #N/A | #N/A | #N/A | #N/A | #N/A | #N/A | #N/A | #N/A | #N/A | 1847373.16 | #N/A |  | 90 | #N/A | #N/A | #N/A | #N/A | #N/A | #N/A | #N/A | #N/A | #N/A | #N/A | #N/A | R22 | 60 | 320 | 1.2255 | 1.2877 | 1.35 | 1.4123 | 1.4749 | 1.5377 | 1.6009 | 1.6644 | 1.7285 | 1.793 | 1.858 | 1.9236 | 1.9898 | 2.0567 | 2.1242 | 2.1923 | 2.2612 | 2.3308 | 2.4012 | 2.4723 | 2.5442 | 2.6169 | 2.6904 | 2.7647 | 2.8399 | 2.9159 | 2.9928 | 3.0706 | 3.1492 | 3.2288 | 3.3093 | 3.3906 | 3.473 | 3.5562 | 3.6404 | 3.7255 | 3.8117 | 3.8987 | 3.9868 | 4.0758 | 4.1658 | 4.2569 | 4.3489 | 4.4419 | 4.536 | 4.631 | 4.7271 | 4.8243 | 4.9224 | 5.0216 | 5.1219 | 5.2232 | 5.3256 | 5.429 | 5.5335 | 5.6391 | 5.7457 | 5.8535 | 5.9623 | 6.0722 | 6.1832
| 91 | #N/A | #N/A | #N/A | #N/A | #N/A | #N/A | #N/A | #N/A | #N/A | 1883214.75 | #N/A |  | 91 | #N/A | #N/A | #N/A | #N/A | #N/A | #N/A | #N/A | #N/A | #N/A | #N/A | #N/A | R22 | 61 | 321 | 1.2092 | 1.2707 | 1.3322 | 1.3938 | 1.4556 | 1.5177 | 1.5801 | 1.643 | 1.7063 | 1.77 | 1.8343 | 1.8992 | 1.9647 | 2.0308 | 2.0975 | 2.165 | 2.2331 | 2.3019 | 2.3715 | 2.4419 | 2.513 | 2.5849 | 2.6577 | 2.7312 | 2.8056 | 2.8808 | 2.9569 | 3.0339 | 3.1118 | 3.1905 | 3.2702 | 3.3507 | 3.4322 | 3.5146 | 3.598 | 3.6823 | 3.7675 | 3.8538 | 3.941 | 4.0291 | 4.1183 | 4.2084 | 4.2995 | 4.3917 | 4.4848 | 4.579 | 4.6741 | 4.7704 | 4.8676 | 4.9659 | 5.0652 | 5.1655 | 5.2669 | 5.3694 | 5.4729 | 5.5775 | 5.6832 | 5.7899 | 5.8977 | 6.0066 | 6.1166
| 92 | #N/A | #N/A | #N/A | #N/A | #N/A | #N/A | #N/A | #N/A | #N/A | 1919519.43 | #N/A |  | 92 | #N/A | #N/A | #N/A | #N/A | #N/A | #N/A | #N/A | #N/A | #N/A | #N/A | #N/A | R22 | 62 | 322 | 1.1928 | 1.2535 | 1.3143 | 1.3751 | 1.4362 | 1.4975 | 1.5592 | 1.6213 | 1.6839 | 1.7469 | 1.8105 | 1.8746 | 1.9393 | 2.0047 | 2.0707 | 2.1374 | 2.2047 | 2.2728 | 2.3417 | 2.4112 | 2.4816 | 2.5528 | 2.6247 | 2.6975 | 2.7711 | 2.8455 | 2.9208 | 2.997 | 3.074 | 3.152 | 3.2308 | 3.3105 | 3.3912 | 3.4727 | 3.5553 | 3.6387 | 3.7231 | 3.8085 | 3.8948 | 3.9821 | 4.0703 | 4.1596 | 4.2498 | 4.341 | 4.4333 | 4.5265 | 4.6208 | 4.716 | 4.8123 | 4.9096 | 5.008 | 5.1074 | 5.2078 | 5.3093 | 5.4119 | 5.5154 | 5.6201 | 5.7258 | 5.8326 | 5.9405 | 6.0494
| 93 | #N/A | #N/A | #N/A | #N/A | #N/A | #N/A | #N/A | #N/A | #N/A | 1956289.48 | #N/A |  | 93 | #N/A | #N/A | #N/A | #N/A | #N/A | #N/A | #N/A | #N/A | #N/A | #N/A | #N/A | R22 | 63 | 323 | 1.1763 | 1.2362 | 1.2962 | 1.3563 | 1.4166 | 1.4772 | 1.5382 | 1.5995 | 1.6613 | 1.7236 | 1.7865 | 1.8498 | 1.9138 | 1.9784 | 2.0437 | 2.1096 | 2.1762 | 2.2435 | 2.3116 | 2.3804 | 2.45 | 2.5203 | 2.5915 | 2.6635 | 2.7363 | 2.8099 | 2.8844 | 2.9598 | 3.036 | 3.1131 | 3.1911 | 3.27 | 3.3498 | 3.4305 | 3.5122 | 3.5948 | 3.6783 | 3.7628 | 3.8482 | 3.9346 | 4.022 | 4.1104 | 4.1997 | 4.29 | 4.3813 | 4.4736 | 4.567 | 4.6613 | 4.7566 | 4.853 | 4.9504 | 5.0488 | 5.1483 | 5.2488 | 5.3503 | 5.4529 | 5.5566 | 5.6613 | 5.767 | 5.8739 | 5.9818
| 94 | #N/A | #N/A | #N/A | #N/A | #N/A | #N/A | #N/A | #N/A | #N/A | 1993527.18 | #N/A |  | 94 | #N/A | #N/A | #N/A | #N/A | #N/A | #N/A | #N/A | #N/A | #N/A | #N/A | #N/A | R22 | 64 | 324 | 1.1596 | 1.2188 | 1.278 | 1.3373 | 1.3969 | 1.4568 | 1.517 | 1.5776 | 1.6386 | 1.7002 | 1.7622 | 1.8249 | 1.8881 | 1.9519 | 2.0164 | 2.0815 | 2.1474 | 2.2139 | 2.2812 | 2.3493 | 2.4181 | 2.4876 | 2.558 | 2.6292 | 2.7012 | 2.774 | 2.8477 | 2.9222 | 2.9976 | 3.0739 | 3.1511 | 3.2292 | 3.3081 | 3.388 | 3.4688 | 3.5505 | 3.6332 | 3.7168 | 3.8013 | 3.8868 | 3.9733 | 4.0608 | 4.1492 | 4.2386 | 4.329 | 4.4203 | 4.5127 | 4.6061 | 4.7005 | 4.7959 | 4.8923 | 4.9898 | 5.0882 | 5.1878 | 5.2883 | 5.3899 | 5.4925 | 5.5962 | 5.7009 | 5.8067 | 5.9136
| 95 | #N/A | #N/A | #N/A | #N/A | #N/A | #N/A | #N/A | #N/A | #N/A | 2031234.74 | #N/A |  | 95 | #N/A | #N/A | #N/A | #N/A | #N/A | #N/A | #N/A | #N/A | #N/A | #N/A | #N/A | R22 | 65 | 325 | 1.1428 | 1.2012 | 1.2596 | 1.3182 | 1.377 | 1.4361 | 1.4956 | 1.5554 | 1.6157 | 1.6765 | 1.7378 | 1.7997 | 1.8621 | 1.9252 | 1.9889 | 2.0533 | 2.1184 | 2.1841 | 2.2506 | 2.3179 | 2.3859 | 2.4547 | 2.5243 | 2.5946 | 2.6658 | 2.7378 | 2.8107 | 2.8844 | 2.959 | 3.0344 | 3.1107 | 3.188 | 3.2661 | 3.3451 | 3.425 | 3.5059 | 3.5876 | 3.6704 | 3.754 | 3.8386 | 3.9242 | 4.0107 | 4.0982 | 4.1867 | 4.2762 | 4.3666 | 4.458 | 4.5505 | 4.6439 | 4.7383 | 4.8338 | 4.9302 | 5.0277 | 5.1262 | 5.2258 | 5.3263 | 5.4279 | 5.5306 | 5.6343 | 5.739 | 5.8448
| 96 | #N/A | #N/A | #N/A | #N/A | #N/A | #N/A | #N/A | #N/A | #N/A | 2069414.37 | #N/A |  | 96 | #N/A | #N/A | #N/A | #N/A | #N/A | #N/A | #N/A | #N/A | #N/A | #N/A | #N/A | R22 | 66 | 326 | #N/A | #N/A | #N/A | #N/A | #N/A | #N/A | #N/A | #N/A | #N/A | #N/A | #N/A | #N/A | #N/A | #N/A | #N/A | #N/A | #N/A | #N/A | #N/A | #N/A | #N/A | #N/A | #N/A | #N/A | #N/A | #N/A | #N/A | #N/A | #N/A | #N/A | #N/A | #N/A | #N/A | #N/A | #N/A | #N/A | #N/A | #N/A | #N/A | #N/A | #N/A | #N/A | #N/A | #N/A | #N/A | #N/A | #N/A | #N/A | #N/A | #N/A | #N/A | #N/A | #N/A | #N/A | #N/A | #N/A | #N/A | #N/A | #N/A | #N/A | #N/A
| 97 | #N/A | #N/A | #N/A | #N/A | #N/A | #N/A | #N/A | #N/A | #N/A | 2108068.25 | #N/A |  | 97 | #N/A | #N/A | #N/A | #N/A | #N/A | #N/A | #N/A | #N/A | #N/A | #N/A | #N/A | R22 | 67 | 327 | #N/A | #N/A | #N/A | #N/A | #N/A | #N/A | #N/A | #N/A | #N/A | #N/A | #N/A | #N/A | #N/A | #N/A | #N/A | #N/A | #N/A | #N/A | #N/A | #N/A | #N/A | #N/A | #N/A | #N/A | #N/A | #N/A | #N/A | #N/A | #N/A | #N/A | #N/A | #N/A | #N/A | #N/A | #N/A | #N/A | #N/A | #N/A | #N/A | #N/A | #N/A | #N/A | #N/A | #N/A | #N/A | #N/A | #N/A | #N/A | #N/A | #N/A | #N/A | #N/A | #N/A | #N/A | #N/A | #N/A | #N/A | #N/A | #N/A | #N/A | #N/A
| 98 | #N/A | #N/A | #N/A | #N/A | #N/A | #N/A | #N/A | #N/A | #N/A | 2147198.52 | #N/A |  | 98 | #N/A | #N/A | #N/A | #N/A | #N/A | #N/A | #N/A | #N/A | #N/A | #N/A | #N/A | R22 | 68 | 328 | #N/A | #N/A | #N/A | #N/A | #N/A | #N/A | #N/A | #N/A | #N/A | #N/A | #N/A | #N/A | #N/A | #N/A | #N/A | #N/A | #N/A | #N/A | #N/A | #N/A | #N/A | #N/A | #N/A | #N/A | #N/A | #N/A | #N/A | #N/A | #N/A | #N/A | #N/A | #N/A | #N/A | #N/A | #N/A | #N/A | #N/A | #N/A | #N/A | #N/A | #N/A | #N/A | #N/A | #N/A | #N/A | #N/A | #N/A | #N/A | #N/A | #N/A | #N/A | #N/A | #N/A | #N/A | #N/A | #N/A | #N/A | #N/A | #N/A | #N/A | #N/A
| 99 | #N/A | #N/A | #N/A | #N/A | #N/A | #N/A | #N/A | #N/A | #N/A | 2186807.32 | #N/A |  | 99 | #N/A | #N/A | #N/A | #N/A | #N/A | #N/A | #N/A | #N/A | #N/A | #N/A | #N/A | R22 | 69 | 329 | #N/A | #N/A | #N/A | #N/A | #N/A | #N/A | #N/A | #N/A | #N/A | #N/A | #N/A | #N/A | #N/A | #N/A | #N/A | #N/A | #N/A | #N/A | #N/A | #N/A | #N/A | #N/A | #N/A | #N/A | #N/A | #N/A | #N/A | #N/A | #N/A | #N/A | #N/A | #N/A | #N/A | #N/A | #N/A | #N/A | #N/A | #N/A | #N/A | #N/A | #N/A | #N/A | #N/A | #N/A | #N/A | #N/A | #N/A | #N/A | #N/A | #N/A | #N/A | #N/A | #N/A | #N/A | #N/A | #N/A | #N/A | #N/A | #N/A | #N/A | #N/A
| 100 | #N/A | #N/A | #N/A | #N/A | #N/A | #N/A | #N/A | #N/A | #N/A | 2226896.72 | #N/A |  | 100 | #N/A | #N/A | #N/A | #N/A | #N/A | #N/A | #N/A | #N/A | #N/A | #N/A | #N/A | R22 | 70 | 330 | #N/A | #N/A | #N/A | #N/A | #N/A | #N/A | #N/A | #N/A | #N/A | #N/A | #N/A | #N/A | #N/A | #N/A | #N/A | #N/A | #N/A | #N/A | #N/A | #N/A | #N/A | #N/A | #N/A | #N/A | #N/A | #N/A | #N/A | #N/A | #N/A | #N/A | #N/A | #N/A | #N/A | #N/A | #N/A | #N/A | #N/A | #N/A | #N/A | #N/A | #N/A | #N/A | #N/A | #N/A | #N/A | #N/A | #N/A | #N/A | #N/A | #N/A | #N/A | #N/A | #N/A | #N/A | #N/A | #N/A | #N/A | #N/A | #N/A | #N/A | #N/A
|  |  |  | Refrigerant | 6 | [20 empty] | R22 | 71 | 331 | #N/A | #N/A | #N/A | #N/A | #N/A | #N/A | #N/A | #N/A | #N/A | #N/A | #N/A | #N/A | #N/A | #N/A | #N/A | #N/A | #N/A | #N/A | #N/A | #N/A | #N/A | #N/A | #N/A | #N/A | #N/A | #N/A | #N/A | #N/A | #N/A | #N/A | #N/A | #N/A | #N/A | #N/A | #N/A | #N/A | #N/A | #N/A | #N/A | #N/A | #N/A | #N/A | #N/A | #N/A | #N/A | #N/A | #N/A | #N/A | #N/A | #N/A | #N/A | #N/A | #N/A | #N/A | #N/A | #N/A | #N/A | #N/A | #N/A | #N/A | #N/A
|  |  |  | Valves Type | 12 | [20 empty] | R22 | 72 | 332 | #N/A | #N/A | #N/A | #N/A | #N/A | #N/A | #N/A | #N/A | #N/A | #N/A | #N/A | #N/A | #N/A | #N/A | #N/A | #N/A | #N/A | #N/A | #N/A | #N/A | #N/A | #N/A | #N/A | #N/A | #N/A | #N/A | #N/A | #N/A | #N/A | #N/A | #N/A | #N/A | #N/A | #N/A | #N/A | #N/A | #N/A | #N/A | #N/A | #N/A | #N/A | #N/A | #N/A | #N/A | #N/A | #N/A | #N/A | #N/A | #N/A | #N/A | #N/A | #N/A | #N/A | #N/A | #N/A | #N/A | #N/A | #N/A | #N/A | #N/A | #N/A
| 0 | 0 | 0 | 0 | 0 | 0 | 0 | R507 | 0 | [16 empty] | R22 | 73 | 333 | #N/A | #N/A | #N/A | #N/A | #N/A | #N/A | #N/A | #N/A | #N/A | #N/A | #N/A | #N/A | #N/A | #N/A | #N/A | #N/A | #N/A | #N/A | #N/A | #N/A | #N/A | #N/A | #N/A | #N/A | #N/A | #N/A | #N/A | #N/A | #N/A | #N/A | #N/A | #N/A | #N/A | #N/A | #N/A | #N/A | #N/A | #N/A | #N/A | #N/A | #N/A | #N/A | #N/A | #N/A | #N/A | #N/A | #N/A | #N/A | #N/A | #N/A | #N/A | #N/A | #N/A | #N/A | #N/A | #N/A | #N/A | #N/A | #N/A | #N/A | #N/A
1 | 2 | 3 | 4 | 5 | 6 | 7 | 8 | 9 | 10 | [16 empty] | R22 | 74 | 334 | #N/A | #N/A | #N/A | #N/A | #N/A | #N/A | #N/A | #N/A | #N/A | #N/A | #N/A | #N/A | #N/A | #N/A | #N/A | #N/A | #N/A | #N/A | #N/A | #N/A | #N/A | #N/A | #N/A | #N/A | #N/A | #N/A | #N/A | #N/A | #N/A | #N/A | #N/A | #N/A | #N/A | #N/A | #N/A | #N/A | #N/A | #N/A | #N/A | #N/A | #N/A | #N/A | #N/A | #N/A | #N/A | #N/A | #N/A | #N/A | #N/A | #N/A | #N/A | #N/A | #N/A | #N/A | #N/A | #N/A | #N/A | #N/A | #N/A | #N/A | #N/A
10 | 2.1741 | 2.1741 | 2.1741 | 2.1741 | 2.1741 | 2.1741 | 2.1741 | 2.1741 | 0 | [16 empty] | R22 | 75 | 335 | #N/A | #N/A | #N/A | #N/A | #N/A | #N/A | #N/A | #N/A | #N/A | #N/A | #N/A | #N/A | #N/A | #N/A | #N/A | #N/A | #N/A | #N/A | #N/A | #N/A | #N/A | #N/A | #N/A | #N/A | #N/A | #N/A | #N/A | #N/A | #N/A | #N/A | #N/A | #N/A | #N/A | #N/A | #N/A | #N/A | #N/A | #N/A | #N/A | #N/A | #N/A | #N/A | #N/A | #N/A | #N/A | #N/A | #N/A | #N/A | #N/A | #N/A | #N/A | #N/A | #N/A | #N/A | #N/A | #N/A | #N/A | #N/A | #N/A | #N/A | #N/A
11 | 5.0567 | 5.0567 | 5.0567 | 5.0567 | 5.0567 | 5.0567 | 5.0567 | 5.0567 | 0 | [16 empty] | R23 | -50 | 340 | #N/A | #N/A | #N/A | #N/A | #N/A | #N/A | #N/A | #N/A | #N/A | #N/A | #N/A | #N/A | #N/A | #N/A | #N/A | #N/A | #N/A | #N/A | #N/A | #N/A | #N/A | #N/A | #N/A | #N/A | #N/A | #N/A | #N/A | #N/A | #N/A | #N/A | #N/A | #N/A | #N/A | #N/A | #N/A | #N/A | #N/A | #N/A | #N/A | #N/A | #N/A | #N/A | #N/A | #N/A | #N/A | #N/A | #N/A | #N/A | #N/A | #N/A | #N/A | #N/A | #N/A | #N/A | #N/A | #N/A | #N/A | #N/A | #N/A | #N/A | #N/A
12 | 17.9723 | 17.9723 | 17.9723 | 17.9723 | 17.9723 | 17.9723 | 17.9723 | 17.9723 | 0 | [16 empty] | R23 | -49 | 341 | #N/A | #N/A | #N/A | #N/A | #N/A | #N/A | #N/A | #N/A | #N/A | #N/A | #N/A | #N/A | #N/A | #N/A | #N/A | #N/A | #N/A | #N/A | #N/A | #N/A | #N/A | #N/A | #N/A | #N/A | #N/A | #N/A | #N/A | #N/A | #N/A | #N/A | #N/A | #N/A | #N/A | #N/A | #N/A | #N/A | #N/A | #N/A | #N/A | #N/A | #N/A | #N/A | #N/A | #N/A | #N/A | #N/A | #N/A | #N/A | #N/A | #N/A | #N/A | #N/A | #N/A | #N/A | #N/A | #N/A | #N/A | #N/A | #N/A | #N/A | #N/A
13 | 54.5934 | 54.5934 | 54.5934 | 54.5934 | 54.5934 | 54.5934 | 54.5934 | 54.5934 | 0 | [16 empty] | R23 | -48 | 342 | #N/A | #N/A | #N/A | #N/A | #N/A | #N/A | #N/A | #N/A | #N/A | #N/A | #N/A | #N/A | #N/A | #N/A | #N/A | #N/A | #N/A | #N/A | #N/A | #N/A | #N/A | #N/A | #N/A | #N/A | #N/A | #N/A | #N/A | #N/A | #N/A | #N/A | #N/A | #N/A | #N/A | #N/A | #N/A | #N/A | #N/A | #N/A | #N/A | #N/A | #N/A | #N/A | #N/A | #N/A | #N/A | #N/A | #N/A | #N/A | #N/A | #N/A | #N/A | #N/A | #N/A | #N/A | #N/A | #N/A | #N/A | #N/A | #N/A | #N/A | #N/A
[26 empty] | R23 | -47 | 343 | #N/A | #N/A | #N/A | #N/A | #N/A | #N/A | #N/A | #N/A | #N/A | #N/A | #N/A | #N/A | #N/A | #N/A | #N/A | #N/A | #N/A | #N/A | #N/A | #N/A | #N/A | #N/A | #N/A | #N/A | #N/A | #N/A | #N/A | #N/A | #N/A | #N/A | #N/A | #N/A | #N/A | #N/A | #N/A | #N/A | #N/A | #N/A | #N/A | #N/A | #N/A | #N/A | #N/A | #N/A | #N/A | #N/A | #N/A | #N/A | #N/A | #N/A | #N/A | #N/A | #N/A | #N/A | #N/A | #N/A | #N/A | #N/A | #N/A | #N/A | #N/A
[26 empty] | R23 | -46 | 344 | #N/A | #N/A | #N/A | #N/A | #N/A | #N/A | #N/A | #N/A | #N/A | #N/A | #N/A | #N/A | #N/A | #N/A | #N/A | #N/A | #N/A | #N/A | #N/A | #N/A | #N/A | #N/A | #N/A | #N/A | #N/A | #N/A | #N/A | #N/A | #N/A | #N/A | #N/A | #N/A | #N/A | #N/A | #N/A | #N/A | #N/A | #N/A | #N/A | #N/A | #N/A | #N/A | #N/A | #N/A | #N/A | #N/A | #N/A | #N/A | #N/A | #N/A | #N/A | #N/A | #N/A | #N/A | #N/A | #N/A | #N/A | #N/A | #N/A | #N/A | #N/A
[26 empty] | R23 | -45 | 345 | #N/A | #N/A | #N/A | #N/A | #N/A | #N/A | #N/A | #N/A | #N/A | #N/A | #N/A | #N/A | #N/A | #N/A | #N/A | #N/A | #N/A | #N/A | #N/A | #N/A | #N/A | #N/A | #N/A | #N/A | #N/A | #N/A | #N/A | #N/A | #N/A | #N/A | #N/A | #N/A | #N/A | #N/A | #N/A | #N/A | #N/A | #N/A | #N/A | #N/A | #N/A | #N/A | #N/A | #N/A | #N/A | #N/A | #N/A | #N/A | #N/A | #N/A | #N/A | #N/A | #N/A | #N/A | #N/A | #N/A | #N/A | #N/A | #N/A | #N/A | #N/A
[26 empty] | R23 | -44 | 346 | #N/A | #N/A | #N/A | #N/A | #N/A | #N/A | #N/A | #N/A | #N/A | #N/A | #N/A | #N/A | #N/A | #N/A | #N/A | #N/A | #N/A | #N/A | #N/A | #N/A | #N/A | #N/A | #N/A | #N/A | #N/A | #N/A | #N/A | #N/A | #N/A | #N/A | #N/A | #N/A | #N/A | #N/A | #N/A | #N/A | #N/A | #N/A | #N/A | #N/A | #N/A | #N/A | #N/A | #N/A | #N/A | #N/A | #N/A | #N/A | #N/A | #N/A | #N/A | #N/A | #N/A | #N/A | #N/A | #N/A | #N/A | #N/A | #N/A | #N/A | #N/A
[26 empty] | R23 | -43 | 347 | #N/A | #N/A | #N/A | #N/A | #N/A | #N/A | #N/A | #N/A | #N/A | #N/A | #N/A | #N/A | #N/A | #N/A | #N/A | #N/A | #N/A | #N/A | #N/A | #N/A | #N/A | #N/A | #N/A | #N/A | #N/A | #N/A | #N/A | #N/A | #N/A | #N/A | #N/A | #N/A | #N/A | #N/A | #N/A | #N/A | #N/A | #N/A | #N/A | #N/A | #N/A | #N/A | #N/A | #N/A | #N/A | #N/A | #N/A | #N/A | #N/A | #N/A | #N/A | #N/A | #N/A | #N/A | #N/A | #N/A | #N/A | #N/A | #N/A | #N/A | #N/A
[26 empty] | R23 | -42 | 348 | #N/A | #N/A | #N/A | #N/A | #N/A | #N/A | #N/A | #N/A | #N/A | #N/A | #N/A | #N/A | #N/A | #N/A | #N/A | #N/A | #N/A | #N/A | #N/A | #N/A | #N/A | #N/A | #N/A | #N/A | #N/A | #N/A | #N/A | #N/A | #N/A | #N/A | #N/A | #N/A | #N/A | #N/A | #N/A | #N/A | #N/A | #N/A | #N/A | #N/A | #N/A | #N/A | #N/A | #N/A | #N/A | #N/A | #N/A | #N/A | #N/A | #N/A | #N/A | #N/A | #N/A | #N/A | #N/A | #N/A | #N/A | #N/A | #N/A | #N/A | #N/A
[26 empty] | R23 | -41 | 349 | #N/A | #N/A | #N/A | #N/A | #N/A | #N/A | #N/A | #N/A | #N/A | #N/A | #N/A | #N/A | #N/A | #N/A | #N/A | #N/A | #N/A | #N/A | #N/A | #N/A | #N/A | #N/A | #N/A | #N/A | #N/A | #N/A | #N/A | #N/A | #N/A | #N/A | #N/A | #N/A | #N/A | #N/A | #N/A | #N/A | #N/A | #N/A | #N/A | #N/A | #N/A | #N/A | #N/A | #N/A | #N/A | #N/A | #N/A | #N/A | #N/A | #N/A | #N/A | #N/A | #N/A | #N/A | #N/A | #N/A | #N/A | #N/A | #N/A | #N/A | #N/A
[26 empty] | R23 | -40 | 350 | #N/A | #N/A | #N/A | #N/A | #N/A | #N/A | #N/A | #N/A | #N/A | #N/A | #N/A | #N/A | #N/A | #N/A | #N/A | #N/A | #N/A | #N/A | #N/A | #N/A | #N/A | #N/A | #N/A | #N/A | #N/A | #N/A | #N/A | #N/A | #N/A | #N/A | #N/A | #N/A | #N/A | #N/A | #N/A | #N/A | #N/A | #N/A | #N/A | #N/A | #N/A | #N/A | #N/A | #N/A | #N/A | #N/A | #N/A | #N/A | #N/A | #N/A | #N/A | #N/A | #N/A | #N/A | #N/A | #N/A | #N/A | #N/A | #N/A | #N/A | #N/A
[26 empty] | R23 | -39 | 351 | #N/A | #N/A | #N/A | #N/A | #N/A | #N/A | #N/A | #N/A | #N/A | #N/A | #N/A | #N/A | #N/A | #N/A | #N/A | #N/A | #N/A | #N/A | #N/A | #N/A | #N/A | #N/A | #N/A | #N/A | #N/A | #N/A | #N/A | #N/A | #N/A | #N/A | #N/A | #N/A | #N/A | #N/A | #N/A | #N/A | #N/A | #N/A | #N/A | #N/A | #N/A | #N/A | #N/A | #N/A | #N/A | #N/A | #N/A | #N/A | #N/A | #N/A | #N/A | #N/A | #N/A | #N/A | #N/A | #N/A | #N/A | #N/A | #N/A | #N/A | #N/A
[26 empty] | R23 | -38 | 352 | #N/A | #N/A | #N/A | #N/A | #N/A | #N/A | #N/A | #N/A | #N/A | #N/A | #N/A | #N/A | #N/A | #N/A | #N/A | #N/A | #N/A | #N/A | #N/A | #N/A | #N/A | #N/A | #N/A | #N/A | #N/A | #N/A | #N/A | #N/A | #N/A | #N/A | #N/A | #N/A | #N/A | #N/A | #N/A | #N/A | #N/A | #N/A | #N/A | #N/A | #N/A | #N/A | #N/A | #N/A | #N/A | #N/A | #N/A | #N/A | #N/A | #N/A | #N/A | #N/A | #N/A | #N/A | #N/A | #N/A | #N/A | #N/A | #N/A | #N/A | #N/A
[26 empty] | R23 | -37 | 353 | #N/A | #N/A | #N/A | #N/A | #N/A | #N/A | #N/A | #N/A | #N/A | #N/A | #N/A | #N/A | #N/A | #N/A | #N/A | #N/A | #N/A | #N/A | #N/A | #N/A | #N/A | #N/A | #N/A | #N/A | #N/A | #N/A | #N/A | #N/A | #N/A | #N/A | #N/A | #N/A | #N/A | #N/A | #N/A | #N/A | #N/A | #N/A | #N/A | #N/A | #N/A | #N/A | #N/A | #N/A | #N/A | #N/A | #N/A | #N/A | #N/A | #N/A | #N/A | #N/A | #N/A | #N/A | #N/A | #N/A | #N/A | #N/A | #N/A | #N/A | #N/A
[26 empty] | R23 | -36 | 354 | #N/A | #N/A | #N/A | #N/A | #N/A | #N/A | #N/A | #N/A | #N/A | #N/A | #N/A | #N/A | #N/A | #N/A | #N/A | #N/A | #N/A | #N/A | #N/A | #N/A | #N/A | #N/A | #N/A | #N/A | #N/A | #N/A | #N/A | #N/A | #N/A | #N/A | #N/A | #N/A | #N/A | #N/A | #N/A | #N/A | #N/A | #N/A | #N/A | #N/A | #N/A | #N/A | #N/A | #N/A | #N/A | #N/A | #N/A | #N/A | #N/A | #N/A | #N/A | #N/A | #N/A | #N/A | #N/A | #N/A | #N/A | #N/A | #N/A | #N/A | #N/A
[26 empty] | R23 | -35 | 355 | #N/A | #N/A | #N/A | #N/A | #N/A | #N/A | #N/A | #N/A | #N/A | #N/A | #N/A | #N/A | #N/A | #N/A | #N/A | #N/A | #N/A | #N/A | #N/A | #N/A | #N/A | #N/A | #N/A | #N/A | #N/A | #N/A | #N/A | #N/A | #N/A | #N/A | #N/A | #N/A | #N/A | #N/A | #N/A | #N/A | #N/A | #N/A | #N/A | #N/A | #N/A | #N/A | #N/A | #N/A | #N/A | #N/A | #N/A | #N/A | #N/A | #N/A | #N/A | #N/A | #N/A | #N/A | #N/A | #N/A | #N/A | #N/A | #N/A | #N/A | #N/A
[26 empty] | R23 | -34 | 356 | #N/A | #N/A | #N/A | #N/A | #N/A | #N/A | #N/A | #N/A | #N/A | #N/A | #N/A | #N/A | #N/A | #N/A | #N/A | #N/A | #N/A | #N/A | #N/A | #N/A | #N/A | #N/A | #N/A | #N/A | #N/A | #N/A | #N/A | #N/A | #N/A | #N/A | #N/A | #N/A | #N/A | #N/A | #N/A | #N/A | #N/A | #N/A | #N/A | #N/A | #N/A | #N/A | #N/A | #N/A | #N/A | #N/A | #N/A | #N/A | #N/A | #N/A | #N/A | #N/A | #N/A | #N/A | #N/A | #N/A | #N/A | #N/A | #N/A | #N/A | #N/A
[26 empty] | R23 | -33 | 357 | #N/A | #N/A | #N/A | #N/A | #N/A | #N/A | #N/A | #N/A | #N/A | #N/A | #N/A | #N/A | #N/A | #N/A | #N/A | #N/A | #N/A | #N/A | #N/A | #N/A | #N/A | #N/A | #N/A | #N/A | #N/A | #N/A | #N/A | #N/A | #N/A | #N/A | #N/A | #N/A | #N/A | #N/A | #N/A | #N/A | #N/A | #N/A | #N/A | #N/A | #N/A | #N/A | #N/A | #N/A | #N/A | #N/A | #N/A | #N/A | #N/A | #N/A | #N/A | #N/A | #N/A | #N/A | #N/A | #N/A | #N/A | #N/A | #N/A | #N/A | #N/A
[26 empty] | R23 | -32 | 358 | #N/A | #N/A | #N/A | #N/A | #N/A | #N/A | #N/A | #N/A | #N/A | #N/A | #N/A | #N/A | #N/A | #N/A | #N/A | #N/A | #N/A | #N/A | #N/A | #N/A | #N/A | #N/A | #N/A | #N/A | #N/A | #N/A | #N/A | #N/A | #N/A | #N/A | #N/A | #N/A | #N/A | #N/A | #N/A | #N/A | #N/A | #N/A | #N/A | #N/A | #N/A | #N/A | #N/A | #N/A | #N/A | #N/A | #N/A | #N/A | #N/A | #N/A | #N/A | #N/A | #N/A | #N/A | #N/A | #N/A | #N/A | #N/A | #N/A | #N/A | #N/A
[26 empty] | R23 | -31 | 359 | #N/A | #N/A | #N/A | #N/A | #N/A | #N/A | #N/A | #N/A | #N/A | #N/A | #N/A | #N/A | #N/A | #N/A | #N/A | #N/A | #N/A | #N/A | #N/A | #N/A | #N/A | #N/A | #N/A | #N/A | #N/A | #N/A | #N/A | #N/A | #N/A | #N/A | #N/A | #N/A | #N/A | #N/A | #N/A | #N/A | #N/A | #N/A | #N/A | #N/A | #N/A | #N/A | #N/A | #N/A | #N/A | #N/A | #N/A | #N/A | #N/A | #N/A | #N/A | #N/A | #N/A | #N/A | #N/A | #N/A | #N/A | #N/A | #N/A | #N/A | #N/A
[26 empty] | R23 | -30 | 360 | #N/A | #N/A | #N/A | #N/A | #N/A | #N/A | #N/A | #N/A | #N/A | #N/A | #N/A | #N/A | #N/A | #N/A | #N/A | #N/A | #N/A | #N/A | #N/A | #N/A | #N/A | #N/A | #N/A | #N/A | #N/A | #N/A | #N/A | #N/A | #N/A | #N/A | #N/A | #N/A | #N/A | #N/A | #N/A | #N/A | #N/A | #N/A | #N/A | #N/A | #N/A | #N/A | #N/A | #N/A | #N/A | #N/A | #N/A | #N/A | #N/A | #N/A | #N/A | #N/A | #N/A | #N/A | #N/A | #N/A | #N/A | #N/A | #N/A | #N/A | #N/A
[26 empty] | R23 | -29 | 361 | #N/A | #N/A | #N/A | #N/A | #N/A | #N/A | #N/A | #N/A | #N/A | #N/A | #N/A | #N/A | #N/A | #N/A | #N/A | #N/A | #N/A | #N/A | #N/A | #N/A | #N/A | #N/A | #N/A | #N/A | #N/A | #N/A | #N/A | #N/A | #N/A | #N/A | #N/A | #N/A | #N/A | #N/A | #N/A | #N/A | #N/A | #N/A | #N/A | #N/A | #N/A | #N/A | #N/A | #N/A | #N/A | #N/A | #N/A | #N/A | #N/A | #N/A | #N/A | #N/A | #N/A | #N/A | #N/A | #N/A | #N/A | #N/A | #N/A | #N/A | #N/A
[26 empty] | R23 | -28 | 362 | #N/A | #N/A | #N/A | #N/A | #N/A | #N/A | #N/A | #N/A | #N/A | #N/A | #N/A | #N/A | #N/A | #N/A | #N/A | #N/A | #N/A | #N/A | #N/A | #N/A | #N/A | #N/A | #N/A | #N/A | #N/A | #N/A | #N/A | #N/A | #N/A | #N/A | #N/A | #N/A | #N/A | #N/A | #N/A | #N/A | #N/A | #N/A | #N/A | #N/A | #N/A | #N/A | #N/A | #N/A | #N/A | #N/A | #N/A | #N/A | #N/A | #N/A | #N/A | #N/A | #N/A | #N/A | #N/A | #N/A | #N/A | #N/A | #N/A | #N/A | #N/A
[26 empty] | R23 | -27 | 363 | #N/A | #N/A | #N/A | #N/A | #N/A | #N/A | #N/A | #N/A | #N/A | #N/A | #N/A | #N/A | #N/A | #N/A | #N/A | #N/A | #N/A | #N/A | #N/A | #N/A | #N/A | #N/A | #N/A | #N/A | #N/A | #N/A | #N/A | #N/A | #N/A | #N/A | #N/A | #N/A | #N/A | #N/A | #N/A | #N/A | #N/A | #N/A | #N/A | #N/A | #N/A | #N/A | #N/A | #N/A | #N/A | #N/A | #N/A | #N/A | #N/A | #N/A | #N/A | #N/A | #N/A | #N/A | #N/A | #N/A | #N/A | #N/A | #N/A | #N/A | #N/A
[26 empty] | R23 | -26 | 364 | #N/A | #N/A | #N/A | #N/A | #N/A | #N/A | #N/A | #N/A | #N/A | #N/A | #N/A | #N/A | #N/A | #N/A | #N/A | #N/A | #N/A | #N/A | #N/A | #N/A | #N/A | #N/A | #N/A | #N/A | #N/A | #N/A | #N/A | #N/A | #N/A | #N/A | #N/A | #N/A | #N/A | #N/A | #N/A | #N/A | #N/A | #N/A | #N/A | #N/A | #N/A | #N/A | #N/A | #N/A | #N/A | #N/A | #N/A | #N/A | #N/A | #N/A | #N/A | #N/A | #N/A | #N/A | #N/A | #N/A | #N/A | #N/A | #N/A | #N/A | #N/A
[26 empty] | R23 | -25 | 365 | #N/A | #N/A | #N/A | #N/A | #N/A | #N/A | #N/A | #N/A | #N/A | #N/A | #N/A | #N/A | #N/A | #N/A | #N/A | #N/A | #N/A | #N/A | #N/A | #N/A | #N/A | #N/A | #N/A | #N/A | #N/A | #N/A | #N/A | #N/A | #N/A | #N/A | #N/A | #N/A | #N/A | #N/A | #N/A | #N/A | #N/A | #N/A | #N/A | #N/A | #N/A | #N/A | #N/A | #N/A | #N/A | #N/A | #N/A | #N/A | #N/A | #N/A | #N/A | #N/A | #N/A | #N/A | #N/A | #N/A | #N/A | #N/A | #N/A | #N/A | #N/A
[26 empty] | R23 | -24 | 366 | #N/A | #N/A | #N/A | #N/A | #N/A | #N/A | #N/A | #N/A | #N/A | #N/A | #N/A | #N/A | #N/A | #N/A | #N/A | #N/A | #N/A | #N/A | #N/A | #N/A | #N/A | #N/A | #N/A | #N/A | #N/A | #N/A | #N/A | #N/A | #N/A | #N/A | #N/A | #N/A | #N/A | #N/A | #N/A | #N/A | #N/A | #N/A | #N/A | #N/A | #N/A | #N/A | #N/A | #N/A | #N/A | #N/A | #N/A | #N/A | #N/A | #N/A | #N/A | #N/A | #N/A | #N/A | #N/A | #N/A | #N/A | #N/A | #N/A | #N/A | #N/A
[26 empty] | R23 | -23 | 367 | #N/A | #N/A | #N/A | #N/A | #N/A | #N/A | #N/A | #N/A | #N/A | #N/A | #N/A | #N/A | #N/A | #N/A | #N/A | #N/A | #N/A | #N/A | #N/A | #N/A | #N/A | #N/A | #N/A | #N/A | #N/A | #N/A | #N/A | #N/A | #N/A | #N/A | #N/A | #N/A | #N/A | #N/A | #N/A | #N/A | #N/A | #N/A | #N/A | #N/A | #N/A | #N/A | #N/A | #N/A | #N/A | #N/A | #N/A | #N/A | #N/A | #N/A | #N/A | #N/A | #N/A | #N/A | #N/A | #N/A | #N/A | #N/A | #N/A | #N/A | #N/A
[26 empty] | R23 | -22 | 368 | #N/A | #N/A | #N/A | #N/A | #N/A | #N/A | #N/A | #N/A | #N/A | #N/A | #N/A | #N/A | #N/A | #N/A | #N/A | #N/A | #N/A | #N/A | #N/A | #N/A | #N/A | #N/A | #N/A | #N/A | #N/A | #N/A | #N/A | #N/A | #N/A | #N/A | #N/A | #N/A | #N/A | #N/A | #N/A | #N/A | #N/A | #N/A | #N/A | #N/A | #N/A | #N/A | #N/A | #N/A | #N/A | #N/A | #N/A | #N/A | #N/A | #N/A | #N/A | #N/A | #N/A | #N/A | #N/A | #N/A | #N/A | #N/A | #N/A | #N/A | #N/A
[26 empty] | R23 | -21 | 369 | #N/A | #N/A | #N/A | #N/A | #N/A | #N/A | #N/A | #N/A | #N/A | #N/A | #N/A | #N/A | #N/A | #N/A | #N/A | #N/A | #N/A | #N/A | #N/A | #N/A | #N/A | #N/A | #N/A | #N/A | #N/A | #N/A | #N/A | #N/A | #N/A | #N/A | #N/A | #N/A | #N/A | #N/A | #N/A | #N/A | #N/A | #N/A | #N/A | #N/A | #N/A | #N/A | #N/A | #N/A | #N/A | #N/A | #N/A | #N/A | #N/A | #N/A | #N/A | #N/A | #N/A | #N/A | #N/A | #N/A | #N/A | #N/A | #N/A | #N/A | #N/A
[26 empty] | R23 | -20 | 370 | #N/A | #N/A | #N/A | #N/A | #N/A | #N/A | #N/A | #N/A | #N/A | #N/A | #N/A | #N/A | #N/A | #N/A | #N/A | #N/A | #N/A | #N/A | #N/A | #N/A | #N/A | #N/A | #N/A | #N/A | #N/A | #N/A | #N/A | #N/A | #N/A | #N/A | #N/A | #N/A | #N/A | #N/A | #N/A | #N/A | #N/A | #N/A | #N/A | #N/A | #N/A | #N/A | #N/A | #N/A | #N/A | #N/A | #N/A | #N/A | #N/A | #N/A | #N/A | #N/A | #N/A | #N/A | #N/A | #N/A | #N/A | #N/A | #N/A | #N/A | #N/A
[26 empty] | R23 | -19 | 371 | #N/A | #N/A | #N/A | #N/A | #N/A | #N/A | #N/A | #N/A | #N/A | #N/A | #N/A | #N/A | #N/A | #N/A | #N/A | #N/A | #N/A | #N/A | #N/A | #N/A | #N/A | #N/A | #N/A | #N/A | #N/A | #N/A | #N/A | #N/A | #N/A | #N/A | #N/A | #N/A | #N/A | #N/A | #N/A | #N/A | #N/A | #N/A | #N/A | #N/A | #N/A | #N/A | #N/A | #N/A | #N/A | #N/A | #N/A | #N/A | #N/A | #N/A | #N/A | #N/A | #N/A | #N/A | #N/A | #N/A | #N/A | #N/A | #N/A | #N/A | #N/A
[26 empty] | R23 | -18 | 372 | #N/A | #N/A | #N/A | #N/A | #N/A | #N/A | #N/A | #N/A | #N/A | #N/A | #N/A | #N/A | #N/A | #N/A | #N/A | #N/A | #N/A | #N/A | #N/A | #N/A | #N/A | #N/A | #N/A | #N/A | #N/A | #N/A | #N/A | #N/A | #N/A | #N/A | #N/A | #N/A | #N/A | #N/A | #N/A | #N/A | #N/A | #N/A | #N/A | #N/A | #N/A | #N/A | #N/A | #N/A | #N/A | #N/A | #N/A | #N/A | #N/A | #N/A | #N/A | #N/A | #N/A | #N/A | #N/A | #N/A | #N/A | #N/A | #N/A | #N/A | #N/A
[26 empty] | R23 | -17 | 373 | #N/A | #N/A | #N/A | #N/A | #N/A | #N/A | #N/A | #N/A | #N/A | #N/A | #N/A | #N/A | #N/A | #N/A | #N/A | #N/A | #N/A | #N/A | #N/A | #N/A | #N/A | #N/A | #N/A | #N/A | #N/A | #N/A | #N/A | #N/A | #N/A | #N/A | #N/A | #N/A | #N/A | #N/A | #N/A | #N/A | #N/A | #N/A | #N/A | #N/A | #N/A | #N/A | #N/A | #N/A | #N/A | #N/A | #N/A | #N/A | #N/A | #N/A | #N/A | #N/A | #N/A | #N/A | #N/A | #N/A | #N/A | #N/A | #N/A | #N/A | #N/A
[26 empty] | R23 | -16 | 374 | #N/A | #N/A | #N/A | #N/A | #N/A | #N/A | #N/A | #N/A | #N/A | #N/A | #N/A | #N/A | #N/A | #N/A | #N/A | #N/A | #N/A | #N/A | #N/A | #N/A | #N/A | #N/A | #N/A | #N/A | #N/A | #N/A | #N/A | #N/A | #N/A | #N/A | #N/A | #N/A | #N/A | #N/A | #N/A | #N/A | #N/A | #N/A | #N/A | #N/A | #N/A | #N/A | #N/A | #N/A | #N/A | #N/A | #N/A | #N/A | #N/A | #N/A | #N/A | #N/A | #N/A | #N/A | #N/A | #N/A | #N/A | #N/A | #N/A | #N/A | #N/A
[26 empty] | R23 | -15 | 375 | #N/A | #N/A | #N/A | #N/A | #N/A | #N/A | #N/A | #N/A | #N/A | #N/A | #N/A | #N/A | #N/A | #N/A | #N/A | #N/A | #N/A | #N/A | #N/A | #N/A | #N/A | #N/A | #N/A | #N/A | #N/A | #N/A | #N/A | #N/A | #N/A | #N/A | #N/A | #N/A | #N/A | #N/A | #N/A | #N/A | #N/A | #N/A | #N/A | #N/A | #N/A | #N/A | #N/A | #N/A | #N/A | #N/A | #N/A | #N/A | #N/A | #N/A | #N/A | #N/A | #N/A | #N/A | #N/A | #N/A | #N/A | #N/A | #N/A | #N/A | #N/A
[26 empty] | R23 | -14 | 376 | #N/A | #N/A | #N/A | #N/A | #N/A | #N/A | #N/A | #N/A | #N/A | #N/A | #N/A | #N/A | #N/A | #N/A | #N/A | #N/A | #N/A | #N/A | #N/A | #N/A | #N/A | #N/A | #N/A | #N/A | #N/A | #N/A | #N/A | #N/A | #N/A | #N/A | #N/A | #N/A | #N/A | #N/A | #N/A | #N/A | #N/A | #N/A | #N/A | #N/A | #N/A | #N/A | #N/A | #N/A | #N/A | #N/A | #N/A | #N/A | #N/A | #N/A | #N/A | #N/A | #N/A | #N/A | #N/A | #N/A | #N/A | #N/A | #N/A | #N/A | #N/A
[26 empty] | R23 | -13 | 377 | #N/A | #N/A | #N/A | #N/A | #N/A | #N/A | #N/A | #N/A | #N/A | #N/A | #N/A | #N/A | #N/A | #N/A | #N/A | #N/A | #N/A | #N/A | #N/A | #N/A | #N/A | #N/A | #N/A | #N/A | #N/A | #N/A | #N/A | #N/A | #N/A | #N/A | #N/A | #N/A | #N/A | #N/A | #N/A | #N/A | #N/A | #N/A | #N/A | #N/A | #N/A | #N/A | #N/A | #N/A | #N/A | #N/A | #N/A | #N/A | #N/A | #N/A | #N/A | #N/A | #N/A | #N/A | #N/A | #N/A | #N/A | #N/A | #N/A | #N/A | #N/A
[26 empty] | R23 | -12 | 378 | #N/A | #N/A | #N/A | #N/A | #N/A | #N/A | #N/A | #N/A | #N/A | #N/A | #N/A | #N/A | #N/A | #N/A | #N/A | #N/A | #N/A | #N/A | #N/A | #N/A | #N/A | #N/A | #N/A | #N/A | #N/A | #N/A | #N/A | #N/A | #N/A | #N/A | #N/A | #N/A | #N/A | #N/A | #N/A | #N/A | #N/A | #N/A | #N/A | #N/A | #N/A | #N/A | #N/A | #N/A | #N/A | #N/A | #N/A | #N/A | #N/A | #N/A | #N/A | #N/A | #N/A | #N/A | #N/A | #N/A | #N/A | #N/A | #N/A | #N/A | #N/A
[26 empty] | R23 | -11 | 379 | #N/A | #N/A | #N/A | #N/A | #N/A | #N/A | #N/A | #N/A | #N/A | #N/A | #N/A | #N/A | #N/A | #N/A | #N/A | #N/A | #N/A | #N/A | #N/A | #N/A | #N/A | #N/A | #N/A | #N/A | #N/A | #N/A | #N/A | #N/A | #N/A | #N/A | #N/A | #N/A | #N/A | #N/A | #N/A | #N/A | #N/A | #N/A | #N/A | #N/A | #N/A | #N/A | #N/A | #N/A | #N/A | #N/A | #N/A | #N/A | #N/A | #N/A | #N/A | #N/A | #N/A | #N/A | #N/A | #N/A | #N/A | #N/A | #N/A | #N/A | #N/A
[26 empty] | R23 | -10 | 380 | #N/A | #N/A | #N/A | #N/A | #N/A | #N/A | #N/A | #N/A | #N/A | #N/A | #N/A | #N/A | #N/A | #N/A | #N/A | #N/A | #N/A | #N/A | #N/A | #N/A | #N/A | #N/A | #N/A | #N/A | #N/A | #N/A | #N/A | #N/A | #N/A | #N/A | #N/A | #N/A | #N/A | #N/A | #N/A | #N/A | #N/A | #N/A | #N/A | #N/A | #N/A | #N/A | #N/A | #N/A | #N/A | #N/A | #N/A | #N/A | #N/A | #N/A | #N/A | #N/A | #N/A | #N/A | #N/A | #N/A | #N/A | #N/A | #N/A | #N/A | #N/A
[26 empty] | R404A | -50 | 390 | #N/A | #N/A | #N/A | #N/A | #N/A | #N/A | #N/A | #N/A | #N/A | #N/A | #N/A | #N/A | #N/A | #N/A | #N/A | #N/A | #N/A | #N/A | #N/A | #N/A | #N/A | #N/A | #N/A | #N/A | #N/A | #N/A | #N/A | #N/A | #N/A | #N/A | #N/A | #N/A | #N/A | #N/A | #N/A | #N/A | #N/A | #N/A | #N/A | #N/A | #N/A | #N/A | #N/A | #N/A | #N/A | #N/A | #N/A | #N/A | #N/A | #N/A | #N/A | #N/A | #N/A | #N/A | #N/A | #N/A | #N/A | #N/A | #N/A | #N/A | #N/A
[26 empty] | R404A | -49 | 391 | #N/A | #N/A | #N/A | #N/A | #N/A | #N/A | #N/A | #N/A | #N/A | #N/A | #N/A | #N/A | #N/A | #N/A | #N/A | #N/A | #N/A | #N/A | #N/A | #N/A | #N/A | #N/A | #N/A | #N/A | #N/A | #N/A | #N/A | #N/A | #N/A | #N/A | #N/A | #N/A | #N/A | #N/A | #N/A | #N/A | #N/A | #N/A | #N/A | #N/A | #N/A | #N/A | #N/A | #N/A | #N/A | #N/A | #N/A | #N/A | #N/A | #N/A | #N/A | #N/A | #N/A | #N/A | #N/A | #N/A | #N/A | #N/A | #N/A | #N/A | #N/A
[26 empty] | R404A | -48 | 392 | #N/A | #N/A | #N/A | #N/A | #N/A | #N/A | #N/A | #N/A | #N/A | #N/A | #N/A | #N/A | #N/A | #N/A | #N/A | #N/A | #N/A | #N/A | #N/A | #N/A | #N/A | #N/A | #N/A | #N/A | #N/A | #N/A | #N/A | #N/A | #N/A | #N/A | #N/A | #N/A | #N/A | #N/A | #N/A | #N/A | #N/A | #N/A | #N/A | #N/A | #N/A | #N/A | #N/A | #N/A | #N/A | #N/A | #N/A | #N/A | #N/A | #N/A | #N/A | #N/A | #N/A | #N/A | #N/A | #N/A | #N/A | #N/A | #N/A | #N/A | #N/A
[26 empty] | R404A | -47 | 393 | #N/A | #N/A | #N/A | #N/A | #N/A | #N/A | #N/A | #N/A | #N/A | #N/A | #N/A | #N/A | #N/A | #N/A | #N/A | #N/A | #N/A | #N/A | #N/A | #N/A | #N/A | #N/A | #N/A | #N/A | #N/A | #N/A | #N/A | #N/A | #N/A | #N/A | #N/A | #N/A | #N/A | #N/A | #N/A | #N/A | #N/A | #N/A | #N/A | #N/A | #N/A | #N/A | #N/A | #N/A | #N/A | #N/A | #N/A | #N/A | #N/A | #N/A | #N/A | #N/A | #N/A | #N/A | #N/A | #N/A | #N/A | #N/A | #N/A | #N/A | #N/A
[26 empty] | R404A | -46 | 394 | #N/A | #N/A | #N/A | #N/A | #N/A | #N/A | #N/A | #N/A | #N/A | #N/A | #N/A | #N/A | #N/A | #N/A | #N/A | #N/A | #N/A | #N/A | #N/A | #N/A | #N/A | #N/A | #N/A | #N/A | #N/A | #N/A | #N/A | #N/A | #N/A | #N/A | #N/A | #N/A | #N/A | #N/A | #N/A | #N/A | #N/A | #N/A | #N/A | #N/A | #N/A | #N/A | #N/A | #N/A | #N/A | #N/A | #N/A | #N/A | #N/A | #N/A | #N/A | #N/A | #N/A | #N/A | #N/A | #N/A | #N/A | #N/A | #N/A | #N/A | #N/A
[26 empty] | R404A | -45 | 395 | #N/A | #N/A | #N/A | #N/A | #N/A | #N/A | #N/A | #N/A | #N/A | #N/A | #N/A | #N/A | #N/A | #N/A | #N/A | #N/A | #N/A | #N/A | #N/A | #N/A | #N/A | #N/A | #N/A | #N/A | #N/A | #N/A | #N/A | #N/A | #N/A | #N/A | #N/A | #N/A | #N/A | #N/A | #N/A | #N/A | #N/A | #N/A | #N/A | #N/A | #N/A | #N/A | #N/A | #N/A | #N/A | #N/A | #N/A | #N/A | #N/A | #N/A | #N/A | #N/A | #N/A | #N/A | #N/A | #N/A | #N/A | #N/A | #N/A | #N/A | #N/A
[26 empty] | R404A | -44 | 396 | #N/A | #N/A | #N/A | #N/A | #N/A | #N/A | #N/A | #N/A | #N/A | #N/A | #N/A | #N/A | #N/A | #N/A | #N/A | #N/A | #N/A | #N/A | #N/A | #N/A | #N/A | #N/A | #N/A | #N/A | #N/A | #N/A | #N/A | #N/A | #N/A | #N/A | #N/A | #N/A | #N/A | #N/A | #N/A | #N/A | #N/A | #N/A | #N/A | #N/A | #N/A | #N/A | #N/A | #N/A | #N/A | #N/A | #N/A | #N/A | #N/A | #N/A | #N/A | #N/A | #N/A | #N/A | #N/A | #N/A | #N/A | #N/A | #N/A | #N/A | #N/A
[26 empty] | R404A | -43 | 397 | #N/A | #N/A | #N/A | #N/A | #N/A | #N/A | #N/A | #N/A | #N/A | #N/A | #N/A | #N/A | #N/A | #N/A | #N/A | #N/A | #N/A | #N/A | #N/A | #N/A | #N/A | #N/A | #N/A | #N/A | #N/A | #N/A | #N/A | #N/A | #N/A | #N/A | #N/A | #N/A | #N/A | #N/A | #N/A | #N/A | #N/A | #N/A | #N/A | #N/A | #N/A | #N/A | #N/A | #N/A | #N/A | #N/A | #N/A | #N/A | #N/A | #N/A | #N/A | #N/A | #N/A | #N/A | #N/A | #N/A | #N/A | #N/A | #N/A | #N/A | #N/A
[26 empty] | R404A | -42 | 398 | #N/A | #N/A | #N/A | #N/A | #N/A | #N/A | #N/A | #N/A | #N/A | #N/A | #N/A | #N/A | #N/A | #N/A | #N/A | #N/A | #N/A | #N/A | #N/A | #N/A | #N/A | #N/A | #N/A | #N/A | #N/A | #N/A | #N/A | #N/A | #N/A | #N/A | #N/A | #N/A | #N/A | #N/A | #N/A | #N/A | #N/A | #N/A | #N/A | #N/A | #N/A | #N/A | #N/A | #N/A | #N/A | #N/A | #N/A | #N/A | #N/A | #N/A | #N/A | #N/A | #N/A | #N/A | #N/A | #N/A | #N/A | #N/A | #N/A | #N/A | #N/A
[26 empty] | R404A | -41 | 399 | #N/A | #N/A | #N/A | #N/A | #N/A | #N/A | #N/A | #N/A | #N/A | #N/A | #N/A | #N/A | #N/A | #N/A | #N/A | #N/A | #N/A | #N/A | #N/A | #N/A | #N/A | #N/A | #N/A | #N/A | #N/A | #N/A | #N/A | #N/A | #N/A | #N/A | #N/A | #N/A | #N/A | #N/A | #N/A | #N/A | #N/A | #N/A | #N/A | #N/A | #N/A | #N/A | #N/A | #N/A | #N/A | #N/A | #N/A | #N/A | #N/A | #N/A | #N/A | #N/A | #N/A | #N/A | #N/A | #N/A | #N/A | #N/A | #N/A | #N/A | #N/A
[26 empty] | R404A | -40 | 400 | #N/A | #N/A | #N/A | #N/A | #N/A | #N/A | #N/A | #N/A | #N/A | #N/A | #N/A | #N/A | #N/A | #N/A | #N/A | #N/A | #N/A | #N/A | #N/A | #N/A | #N/A | #N/A | #N/A | #N/A | #N/A | #N/A | #N/A | #N/A | #N/A | #N/A | #N/A | #N/A | #N/A | #N/A | #N/A | #N/A | #N/A | #N/A | #N/A | #N/A | #N/A | #N/A | #N/A | #N/A | #N/A | #N/A | #N/A | #N/A | #N/A | #N/A | #N/A | #N/A | #N/A | #N/A | #N/A | #N/A | #N/A | #N/A | #N/A | #N/A | #N/A
[26 empty] | R404A | -39 | 401 | #N/A | #N/A | #N/A | #N/A | #N/A | #N/A | #N/A | #N/A | #N/A | #N/A | #N/A | #N/A | #N/A | #N/A | #N/A | #N/A | #N/A | #N/A | #N/A | #N/A | #N/A | #N/A | #N/A | #N/A | #N/A | #N/A | #N/A | #N/A | #N/A | #N/A | #N/A | #N/A | #N/A | #N/A | #N/A | #N/A | #N/A | #N/A | #N/A | #N/A | #N/A | #N/A | #N/A | #N/A | #N/A | #N/A | #N/A | #N/A | #N/A | #N/A | #N/A | #N/A | #N/A | #N/A | #N/A | #N/A | #N/A | #N/A | #N/A | #N/A | #N/A
[26 empty] | R404A | -38 | 402 | #N/A | #N/A | #N/A | #N/A | #N/A | #N/A | #N/A | #N/A | #N/A | #N/A | #N/A | #N/A | #N/A | #N/A | #N/A | #N/A | #N/A | #N/A | #N/A | #N/A | #N/A | #N/A | #N/A | #N/A | #N/A | #N/A | #N/A | #N/A | #N/A | #N/A | #N/A | #N/A | #N/A | #N/A | #N/A | #N/A | #N/A | #N/A | #N/A | #N/A | #N/A | #N/A | #N/A | #N/A | #N/A | #N/A | #N/A | #N/A | #N/A | #N/A | #N/A | #N/A | #N/A | #N/A | #N/A | #N/A | #N/A | #N/A | #N/A | #N/A | #N/A
[26 empty] | R404A | -37 | 403 | #N/A | #N/A | #N/A | #N/A | #N/A | #N/A | #N/A | #N/A | #N/A | #N/A | #N/A | #N/A | #N/A | #N/A | #N/A | #N/A | #N/A | #N/A | #N/A | #N/A | #N/A | #N/A | #N/A | #N/A | #N/A | #N/A | #N/A | #N/A | #N/A | #N/A | #N/A | #N/A | #N/A | #N/A | #N/A | #N/A | #N/A | #N/A | #N/A | #N/A | #N/A | #N/A | #N/A | #N/A | #N/A | #N/A | #N/A | #N/A | #N/A | #N/A | #N/A | #N/A | #N/A | #N/A | #N/A | #N/A | #N/A | #N/A | #N/A | #N/A | #N/A
[26 empty] | R404A | -36 | 404 | #N/A | #N/A | #N/A | #N/A | #N/A | #N/A | #N/A | #N/A | #N/A | #N/A | #N/A | #N/A | #N/A | #N/A | #N/A | #N/A | #N/A | #N/A | #N/A | #N/A | #N/A | #N/A | #N/A | #N/A | #N/A | #N/A | #N/A | #N/A | #N/A | #N/A | #N/A | #N/A | #N/A | #N/A | #N/A | #N/A | #N/A | #N/A | #N/A | #N/A | #N/A | #N/A | #N/A | #N/A | #N/A | #N/A | #N/A | #N/A | #N/A | #N/A | #N/A | #N/A | #N/A | #N/A | #N/A | #N/A | #N/A | #N/A | #N/A | #N/A | #N/A
[26 empty] | R404A | -35 | 405 | #N/A | #N/A | #N/A | #N/A | #N/A | #N/A | #N/A | #N/A | #N/A | #N/A | #N/A | #N/A | #N/A | #N/A | #N/A | #N/A | #N/A | #N/A | #N/A | #N/A | #N/A | #N/A | #N/A | #N/A | #N/A | #N/A | #N/A | #N/A | #N/A | #N/A | #N/A | #N/A | #N/A | #N/A | #N/A | #N/A | #N/A | #N/A | #N/A | #N/A | #N/A | #N/A | #N/A | #N/A | #N/A | #N/A | #N/A | #N/A | #N/A | #N/A | #N/A | #N/A | #N/A | #N/A | #N/A | #N/A | #N/A | #N/A | #N/A | #N/A | #N/A
[26 empty] | R404A | -34 | 406 | #N/A | #N/A | #N/A | #N/A | #N/A | #N/A | #N/A | #N/A | #N/A | #N/A | #N/A | #N/A | #N/A | #N/A | #N/A | #N/A | #N/A | #N/A | #N/A | #N/A | #N/A | #N/A | #N/A | #N/A | #N/A | #N/A | #N/A | #N/A | #N/A | #N/A | #N/A | #N/A | #N/A | #N/A | #N/A | #N/A | #N/A | #N/A | #N/A | #N/A | #N/A | #N/A | #N/A | #N/A | #N/A | #N/A | #N/A | #N/A | #N/A | #N/A | #N/A | #N/A | #N/A | #N/A | #N/A | #N/A | #N/A | #N/A | #N/A | #N/A | #N/A
[26 empty] | R404A | -33 | 407 | #N/A | #N/A | #N/A | #N/A | #N/A | #N/A | #N/A | #N/A | #N/A | #N/A | #N/A | #N/A | #N/A | #N/A | #N/A | #N/A | #N/A | #N/A | #N/A | #N/A | #N/A | #N/A | #N/A | #N/A | #N/A | #N/A | #N/A | #N/A | #N/A | #N/A | #N/A | #N/A | #N/A | #N/A | #N/A | #N/A | #N/A | #N/A | #N/A | #N/A | #N/A | #N/A | #N/A | #N/A | #N/A | #N/A | #N/A | #N/A | #N/A | #N/A | #N/A | #N/A | #N/A | #N/A | #N/A | #N/A | #N/A | #N/A | #N/A | #N/A | #N/A
[26 empty] | R404A | -32 | 408 | #N/A | #N/A | #N/A | #N/A | #N/A | #N/A | #N/A | #N/A | #N/A | #N/A | #N/A | #N/A | #N/A | #N/A | #N/A | #N/A | #N/A | #N/A | #N/A | #N/A | #N/A | #N/A | #N/A | #N/A | #N/A | #N/A | #N/A | #N/A | #N/A | #N/A | #N/A | #N/A | #N/A | #N/A | #N/A | #N/A | #N/A | #N/A | #N/A | #N/A | #N/A | #N/A | #N/A | #N/A | #N/A | #N/A | #N/A | #N/A | #N/A | #N/A | #N/A | #N/A | #N/A | #N/A | #N/A | #N/A | #N/A | #N/A | #N/A | #N/A | #N/A
[26 empty] | R404A | -31 | 409 | #N/A | #N/A | #N/A | #N/A | #N/A | #N/A | #N/A | #N/A | #N/A | #N/A | #N/A | #N/A | #N/A | #N/A | #N/A | #N/A | #N/A | #N/A | #N/A | #N/A | #N/A | #N/A | #N/A | #N/A | #N/A | #N/A | #N/A | #N/A | #N/A | #N/A | #N/A | #N/A | #N/A | #N/A | #N/A | #N/A | #N/A | #N/A | #N/A | #N/A | #N/A | #N/A | #N/A | #N/A | #N/A | #N/A | #N/A | #N/A | #N/A | #N/A | #N/A | #N/A | #N/A | #N/A | #N/A | #N/A | #N/A | #N/A | #N/A | #N/A | #N/A
[26 empty] | R404A | -30 | 410 | #N/A | #N/A | #N/A | #N/A | #N/A | #N/A | #N/A | #N/A | #N/A | #N/A | #N/A | #N/A | #N/A | #N/A | #N/A | #N/A | #N/A | #N/A | #N/A | #N/A | #N/A | #N/A | #N/A | #N/A | #N/A | #N/A | #N/A | #N/A | #N/A | #N/A | #N/A | #N/A | #N/A | #N/A | #N/A | #N/A | #N/A | #N/A | #N/A | #N/A | #N/A | #N/A | #N/A | #N/A | #N/A | #N/A | #N/A | #N/A | #N/A | #N/A | #N/A | #N/A | #N/A | #N/A | #N/A | #N/A | #N/A | #N/A | #N/A | #N/A | #N/A
[26 empty] | R404A | -29 | 411 | #N/A | #N/A | #N/A | #N/A | #N/A | #N/A | #N/A | #N/A | #N/A | #N/A | #N/A | #N/A | #N/A | #N/A | #N/A | #N/A | #N/A | #N/A | #N/A | #N/A | #N/A | #N/A | #N/A | #N/A | #N/A | #N/A | #N/A | #N/A | #N/A | #N/A | #N/A | #N/A | #N/A | #N/A | #N/A | #N/A | #N/A | #N/A | #N/A | #N/A | #N/A | #N/A | #N/A | #N/A | #N/A | #N/A | #N/A | #N/A | #N/A | #N/A | #N/A | #N/A | #N/A | #N/A | #N/A | #N/A | #N/A | #N/A | #N/A | #N/A | #N/A
[26 empty] | R404A | -28 | 412 | #N/A | #N/A | #N/A | #N/A | #N/A | #N/A | #N/A | #N/A | #N/A | #N/A | #N/A | #N/A | #N/A | #N/A | #N/A | #N/A | #N/A | #N/A | #N/A | #N/A | #N/A | #N/A | #N/A | #N/A | #N/A | #N/A | #N/A | #N/A | #N/A | #N/A | #N/A | #N/A | #N/A | #N/A | #N/A | #N/A | #N/A | #N/A | #N/A | #N/A | #N/A | #N/A | #N/A | #N/A | #N/A | #N/A | #N/A | #N/A | #N/A | #N/A | #N/A | #N/A | #N/A | #N/A | #N/A | #N/A | #N/A | #N/A | #N/A | #N/A | #N/A
[26 empty] | R404A | -27 | 413 | #N/A | #N/A | #N/A | #N/A | #N/A | #N/A | #N/A | #N/A | #N/A | #N/A | #N/A | #N/A | #N/A | #N/A | #N/A | #N/A | #N/A | #N/A | #N/A | #N/A | #N/A | #N/A | #N/A | #N/A | #N/A | #N/A | #N/A | #N/A | #N/A | #N/A | #N/A | #N/A | #N/A | #N/A | #N/A | #N/A | #N/A | #N/A | #N/A | #N/A | #N/A | #N/A | #N/A | #N/A | #N/A | #N/A | #N/A | #N/A | #N/A | #N/A | #N/A | #N/A | #N/A | #N/A | #N/A | #N/A | #N/A | #N/A | #N/A | #N/A | #N/A
[26 empty] | R404A | -26 | 414 | #N/A | #N/A | #N/A | #N/A | #N/A | #N/A | #N/A | #N/A | #N/A | #N/A | #N/A | #N/A | #N/A | #N/A | #N/A | #N/A | #N/A | #N/A | #N/A | #N/A | #N/A | #N/A | #N/A | #N/A | #N/A | #N/A | #N/A | #N/A | #N/A | #N/A | #N/A | #N/A | #N/A | #N/A | #N/A | #N/A | #N/A | #N/A | #N/A | #N/A | #N/A | #N/A | #N/A | #N/A | #N/A | #N/A | #N/A | #N/A | #N/A | #N/A | #N/A | #N/A | #N/A | #N/A | #N/A | #N/A | #N/A | #N/A | #N/A | #N/A | #N/A
[26 empty] | R404A | -25 | 415 | #N/A | #N/A | #N/A | #N/A | #N/A | #N/A | #N/A | #N/A | #N/A | #N/A | #N/A | #N/A | #N/A | #N/A | #N/A | #N/A | #N/A | #N/A | #N/A | #N/A | #N/A | #N/A | #N/A | #N/A | #N/A | #N/A | #N/A | #N/A | #N/A | #N/A | #N/A | #N/A | #N/A | #N/A | #N/A | #N/A | #N/A | #N/A | #N/A | #N/A | #N/A | #N/A | #N/A | #N/A | #N/A | #N/A | #N/A | #N/A | #N/A | #N/A | #N/A | #N/A | #N/A | #N/A | #N/A | #N/A | #N/A | #N/A | #N/A | #N/A | #N/A
[26 empty] | R404A | -24 | 416 | #N/A | #N/A | #N/A | #N/A | #N/A | #N/A | #N/A | #N/A | #N/A | #N/A | #N/A | #N/A | #N/A | #N/A | #N/A | #N/A | #N/A | #N/A | #N/A | #N/A | #N/A | #N/A | #N/A | #N/A | #N/A | #N/A | #N/A | #N/A | #N/A | #N/A | #N/A | #N/A | #N/A | #N/A | #N/A | #N/A | #N/A | #N/A | #N/A | #N/A | #N/A | #N/A | #N/A | #N/A | #N/A | #N/A | #N/A | #N/A | #N/A | #N/A | #N/A | #N/A | #N/A | #N/A | #N/A | #N/A | #N/A | #N/A | #N/A | #N/A | #N/A
[26 empty] | R404A | -23 | 417 | #N/A | #N/A | #N/A | #N/A | #N/A | #N/A | #N/A | #N/A | #N/A | #N/A | #N/A | #N/A | #N/A | #N/A | #N/A | #N/A | #N/A | #N/A | #N/A | #N/A | #N/A | #N/A | #N/A | #N/A | #N/A | #N/A | #N/A | #N/A | #N/A | #N/A | #N/A | #N/A | #N/A | #N/A | #N/A | #N/A | #N/A | #N/A | #N/A | #N/A | #N/A | #N/A | #N/A | #N/A | #N/A | #N/A | #N/A | #N/A | #N/A | #N/A | #N/A | #N/A | #N/A | #N/A | #N/A | #N/A | #N/A | #N/A | #N/A | #N/A | #N/A
[26 empty] | R404A | -22 | 418 | #N/A | #N/A | #N/A | #N/A | #N/A | #N/A | #N/A | #N/A | #N/A | #N/A | #N/A | #N/A | #N/A | #N/A | #N/A | #N/A | #N/A | #N/A | #N/A | #N/A | #N/A | #N/A | #N/A | #N/A | #N/A | #N/A | #N/A | #N/A | #N/A | #N/A | #N/A | #N/A | #N/A | #N/A | #N/A | #N/A | #N/A | #N/A | #N/A | #N/A | #N/A | #N/A | #N/A | #N/A | #N/A | #N/A | #N/A | #N/A | #N/A | #N/A | #N/A | #N/A | #N/A | #N/A | #N/A | #N/A | #N/A | #N/A | #N/A | #N/A | #N/A
[26 empty] | R404A | -21 | 419 | #N/A | #N/A | #N/A | #N/A | #N/A | #N/A | #N/A | #N/A | #N/A | #N/A | #N/A | #N/A | #N/A | #N/A | #N/A | #N/A | #N/A | #N/A | #N/A | #N/A | #N/A | #N/A | #N/A | #N/A | #N/A | #N/A | #N/A | #N/A | #N/A | #N/A | #N/A | #N/A | #N/A | #N/A | #N/A | #N/A | #N/A | #N/A | #N/A | #N/A | #N/A | #N/A | #N/A | #N/A | #N/A | #N/A | #N/A | #N/A | #N/A | #N/A | #N/A | #N/A | #N/A | #N/A | #N/A | #N/A | #N/A | #N/A | #N/A | #N/A | #N/A
[26 empty] | R404A | -20 | 420 | #N/A | #N/A | #N/A | #N/A | #N/A | #N/A | #N/A | #N/A | #N/A | #N/A | #N/A | #N/A | #N/A | #N/A | #N/A | #N/A | #N/A | #N/A | #N/A | #N/A | #N/A | #N/A | #N/A | #N/A | #N/A | #N/A | #N/A | #N/A | #N/A | #N/A | #N/A | #N/A | #N/A | #N/A | #N/A | #N/A | #N/A | #N/A | #N/A | #N/A | #N/A | #N/A | #N/A | #N/A | #N/A | #N/A | #N/A | #N/A | #N/A | #N/A | #N/A | #N/A | #N/A | #N/A | #N/A | #N/A | #N/A | #N/A | #N/A | #N/A | #N/A
[26 empty] | R404A | -19 | 421 | #N/A | #N/A | #N/A | #N/A | #N/A | #N/A | #N/A | #N/A | #N/A | #N/A | #N/A | #N/A | #N/A | #N/A | #N/A | #N/A | #N/A | #N/A | #N/A | #N/A | #N/A | #N/A | #N/A | #N/A | #N/A | #N/A | #N/A | #N/A | #N/A | #N/A | #N/A | #N/A | #N/A | #N/A | #N/A | #N/A | #N/A | #N/A | #N/A | #N/A | #N/A | #N/A | #N/A | #N/A | #N/A | #N/A | #N/A | #N/A | #N/A | #N/A | #N/A | #N/A | #N/A | #N/A | #N/A | #N/A | #N/A | #N/A | #N/A | #N/A | #N/A
[26 empty] | R404A | -18 | 422 | #N/A | #N/A | #N/A | #N/A | #N/A | #N/A | #N/A | #N/A | #N/A | #N/A | #N/A | #N/A | #N/A | #N/A | #N/A | #N/A | #N/A | #N/A | #N/A | #N/A | #N/A | #N/A | #N/A | #N/A | #N/A | #N/A | #N/A | #N/A | #N/A | #N/A | #N/A | #N/A | #N/A | #N/A | #N/A | #N/A | #N/A | #N/A | #N/A | #N/A | #N/A | #N/A | #N/A | #N/A | #N/A | #N/A | #N/A | #N/A | #N/A | #N/A | #N/A | #N/A | #N/A | #N/A | #N/A | #N/A | #N/A | #N/A | #N/A | #N/A | #N/A
[26 empty] | R404A | -17 | 423 | #N/A | #N/A | #N/A | #N/A | #N/A | #N/A | #N/A | #N/A | #N/A | #N/A | #N/A | #N/A | #N/A | #N/A | #N/A | #N/A | #N/A | #N/A | #N/A | #N/A | #N/A | #N/A | #N/A | #N/A | #N/A | #N/A | #N/A | #N/A | #N/A | #N/A | #N/A | #N/A | #N/A | #N/A | #N/A | #N/A | #N/A | #N/A | #N/A | #N/A | #N/A | #N/A | #N/A | #N/A | #N/A | #N/A | #N/A | #N/A | #N/A | #N/A | #N/A | #N/A | #N/A | #N/A | #N/A | #N/A | #N/A | #N/A | #N/A | #N/A | #N/A
[26 empty] | R404A | -16 | 424 | #N/A | #N/A | #N/A | #N/A | #N/A | #N/A | #N/A | #N/A | #N/A | #N/A | #N/A | #N/A | #N/A | #N/A | #N/A | #N/A | #N/A | #N/A | #N/A | #N/A | #N/A | #N/A | #N/A | #N/A | #N/A | #N/A | #N/A | #N/A | #N/A | #N/A | #N/A | #N/A | #N/A | #N/A | #N/A | #N/A | #N/A | #N/A | #N/A | #N/A | #N/A | #N/A | #N/A | #N/A | #N/A | #N/A | #N/A | #N/A | #N/A | #N/A | #N/A | #N/A | #N/A | #N/A | #N/A | #N/A | #N/A | #N/A | #N/A | #N/A | #N/A
[26 empty] | R404A | -15 | 425 | #N/A | #N/A | #N/A | #N/A | #N/A | #N/A | #N/A | #N/A | #N/A | #N/A | #N/A | #N/A | #N/A | #N/A | #N/A | #N/A | #N/A | #N/A | #N/A | #N/A | #N/A | #N/A | #N/A | #N/A | #N/A | #N/A | #N/A | #N/A | #N/A | #N/A | #N/A | #N/A | #N/A | #N/A | #N/A | #N/A | #N/A | #N/A | #N/A | #N/A | #N/A | #N/A | #N/A | #N/A | #N/A | #N/A | #N/A | #N/A | #N/A | #N/A | #N/A | #N/A | #N/A | #N/A | #N/A | #N/A | #N/A | #N/A | #N/A | #N/A | #N/A
[26 empty] | R404A | -14 | 426 | #N/A | #N/A | #N/A | #N/A | #N/A | #N/A | #N/A | #N/A | #N/A | #N/A | #N/A | #N/A | #N/A | #N/A | #N/A | #N/A | #N/A | #N/A | #N/A | #N/A | #N/A | #N/A | #N/A | #N/A | #N/A | #N/A | #N/A | #N/A | #N/A | #N/A | #N/A | #N/A | #N/A | #N/A | #N/A | #N/A | #N/A | #N/A | #N/A | #N/A | #N/A | #N/A | #N/A | #N/A | #N/A | #N/A | #N/A | #N/A | #N/A | #N/A | #N/A | #N/A | #N/A | #N/A | #N/A | #N/A | #N/A | #N/A | #N/A | #N/A | #N/A
[26 empty] | R404A | -13 | 427 | #N/A | #N/A | #N/A | #N/A | #N/A | #N/A | #N/A | #N/A | #N/A | #N/A | #N/A | #N/A | #N/A | #N/A | #N/A | #N/A | #N/A | #N/A | #N/A | #N/A | #N/A | #N/A | #N/A | #N/A | #N/A | #N/A | #N/A | #N/A | #N/A | #N/A | #N/A | #N/A | #N/A | #N/A | #N/A | #N/A | #N/A | #N/A | #N/A | #N/A | #N/A | #N/A | #N/A | #N/A | #N/A | #N/A | #N/A | #N/A | #N/A | #N/A | #N/A | #N/A | #N/A | #N/A | #N/A | #N/A | #N/A | #N/A | #N/A | #N/A | #N/A
[26 empty] | R404A | -12 | 428 | #N/A | #N/A | #N/A | #N/A | #N/A | #N/A | #N/A | #N/A | #N/A | #N/A | #N/A | #N/A | #N/A | #N/A | #N/A | #N/A | #N/A | #N/A | #N/A | #N/A | #N/A | #N/A | #N/A | #N/A | #N/A | #N/A | #N/A | #N/A | #N/A | #N/A | #N/A | #N/A | #N/A | #N/A | #N/A | #N/A | #N/A | #N/A | #N/A | #N/A | #N/A | #N/A | #N/A | #N/A | #N/A | #N/A | #N/A | #N/A | #N/A | #N/A | #N/A | #N/A | #N/A | #N/A | #N/A | #N/A | #N/A | #N/A | #N/A | #N/A | #N/A
[26 empty] | R404A | -11 | 429 | #N/A | #N/A | #N/A | #N/A | #N/A | #N/A | #N/A | #N/A | #N/A | #N/A | #N/A | #N/A | #N/A | #N/A | #N/A | #N/A | #N/A | #N/A | #N/A | #N/A | #N/A | #N/A | #N/A | #N/A | #N/A | #N/A | #N/A | #N/A | #N/A | #N/A | #N/A | #N/A | #N/A | #N/A | #N/A | #N/A | #N/A | #N/A | #N/A | #N/A | #N/A | #N/A | #N/A | #N/A | #N/A | #N/A | #N/A | #N/A | #N/A | #N/A | #N/A | #N/A | #N/A | #N/A | #N/A | #N/A | #N/A | #N/A | #N/A | #N/A | #N/A
[26 empty] | R404A | -10 | 430 | #N/A | #N/A | #N/A | #N/A | #N/A | #N/A | #N/A | #N/A | #N/A | #N/A | #N/A | #N/A | #N/A | #N/A | #N/A | #N/A | #N/A | #N/A | #N/A | #N/A | #N/A | #N/A | #N/A | #N/A | #N/A | #N/A | #N/A | #N/A | #N/A | #N/A | #N/A | #N/A | #N/A | #N/A | #N/A | #N/A | #N/A | #N/A | #N/A | #N/A | #N/A | #N/A | #N/A | #N/A | #N/A | #N/A | #N/A | #N/A | #N/A | #N/A | #N/A | #N/A | #N/A | #N/A | #N/A | #N/A | #N/A | #N/A | #N/A | #N/A | #N/A
[26 empty] | R404A | -9 | 431 | #N/A | #N/A | #N/A | #N/A | #N/A | #N/A | #N/A | #N/A | #N/A | #N/A | #N/A | #N/A | #N/A | #N/A | #N/A | #N/A | #N/A | #N/A | #N/A | #N/A | #N/A | #N/A | #N/A | #N/A | #N/A | #N/A | #N/A | #N/A | #N/A | #N/A | #N/A | #N/A | #N/A | #N/A | #N/A | #N/A | #N/A | #N/A | #N/A | #N/A | #N/A | #N/A | #N/A | #N/A | #N/A | #N/A | #N/A | #N/A | #N/A | #N/A | #N/A | #N/A | #N/A | #N/A | #N/A | #N/A | #N/A | #N/A | #N/A | #N/A | #N/A
[26 empty] | R404A | -8 | 432 | #N/A | #N/A | #N/A | #N/A | #N/A | #N/A | #N/A | #N/A | #N/A | #N/A | #N/A | #N/A | #N/A | #N/A | #N/A | #N/A | #N/A | #N/A | #N/A | #N/A | #N/A | #N/A | #N/A | #N/A | #N/A | #N/A | #N/A | #N/A | #N/A | #N/A | #N/A | #N/A | #N/A | #N/A | #N/A | #N/A | #N/A | #N/A | #N/A | #N/A | #N/A | #N/A | #N/A | #N/A | #N/A | #N/A | #N/A | #N/A | #N/A | #N/A | #N/A | #N/A | #N/A | #N/A | #N/A | #N/A | #N/A | #N/A | #N/A | #N/A | #N/A
[26 empty] | R404A | -7 | 433 | #N/A | #N/A | #N/A | #N/A | #N/A | #N/A | #N/A | #N/A | #N/A | #N/A | #N/A | #N/A | #N/A | #N/A | #N/A | #N/A | #N/A | #N/A | #N/A | #N/A | #N/A | #N/A | #N/A | #N/A | #N/A | #N/A | #N/A | #N/A | #N/A | #N/A | #N/A | #N/A | #N/A | #N/A | #N/A | #N/A | #N/A | #N/A | #N/A | #N/A | #N/A | #N/A | #N/A | #N/A | #N/A | #N/A | #N/A | #N/A | #N/A | #N/A | #N/A | #N/A | #N/A | #N/A | #N/A | #N/A | #N/A | #N/A | #N/A | #N/A | #N/A
[26 empty] | R404A | -6 | 434 | #N/A | #N/A | #N/A | #N/A | #N/A | #N/A | #N/A | #N/A | #N/A | #N/A | #N/A | #N/A | #N/A | #N/A | #N/A | #N/A | #N/A | #N/A | #N/A | #N/A | #N/A | #N/A | #N/A | #N/A | #N/A | #N/A | #N/A | #N/A | #N/A | #N/A | #N/A | #N/A | #N/A | #N/A | #N/A | #N/A | #N/A | #N/A | #N/A | #N/A | #N/A | #N/A | #N/A | #N/A | #N/A | #N/A | #N/A | #N/A | #N/A | #N/A | #N/A | #N/A | #N/A | #N/A | #N/A | #N/A | #N/A | #N/A | #N/A | #N/A | #N/A
[26 empty] | R404A | -5 | 435 | #N/A | #N/A | #N/A | #N/A | #N/A | #N/A | #N/A | #N/A | #N/A | #N/A | #N/A | #N/A | #N/A | #N/A | #N/A | #N/A | #N/A | #N/A | #N/A | #N/A | #N/A | #N/A | #N/A | #N/A | #N/A | #N/A | #N/A | #N/A | #N/A | #N/A | #N/A | #N/A | #N/A | #N/A | #N/A | #N/A | #N/A | #N/A | #N/A | #N/A | #N/A | #N/A | #N/A | #N/A | #N/A | #N/A | #N/A | #N/A | #N/A | #N/A | #N/A | #N/A | #N/A | #N/A | #N/A | #N/A | #N/A | #N/A | #N/A | #N/A | #N/A
[26 empty] | R404A | -4 | 436 | #N/A | #N/A | #N/A | #N/A | #N/A | #N/A | #N/A | #N/A | #N/A | #N/A | #N/A | #N/A | #N/A | #N/A | #N/A | #N/A | #N/A | #N/A | #N/A | #N/A | #N/A | #N/A | #N/A | #N/A | #N/A | #N/A | #N/A | #N/A | #N/A | #N/A | #N/A | #N/A | #N/A | #N/A | #N/A | #N/A | #N/A | #N/A | #N/A | #N/A | #N/A | #N/A | #N/A | #N/A | #N/A | #N/A | #N/A | #N/A | #N/A | #N/A | #N/A | #N/A | #N/A | #N/A | #N/A | #N/A | #N/A | #N/A | #N/A | #N/A | #N/A
[26 empty] | R404A | -3 | 437 | #N/A | #N/A | #N/A | #N/A | #N/A | #N/A | #N/A | #N/A | #N/A | #N/A | #N/A | #N/A | #N/A | #N/A | #N/A | #N/A | #N/A | #N/A | #N/A | #N/A | #N/A | #N/A | #N/A | #N/A | #N/A | #N/A | #N/A | #N/A | #N/A | #N/A | #N/A | #N/A | #N/A | #N/A | #N/A | #N/A | #N/A | #N/A | #N/A | #N/A | #N/A | #N/A | #N/A | #N/A | #N/A | #N/A | #N/A | #N/A | #N/A | #N/A | #N/A | #N/A | #N/A | #N/A | #N/A | #N/A | #N/A | #N/A | #N/A | #N/A | #N/A
[26 empty] | R404A | -2 | 438 | #N/A | #N/A | #N/A | #N/A | #N/A | #N/A | #N/A | #N/A | #N/A | #N/A | #N/A | #N/A | #N/A | #N/A | #N/A | #N/A | #N/A | #N/A | #N/A | #N/A | #N/A | #N/A | #N/A | #N/A | #N/A | #N/A | #N/A | #N/A | #N/A | #N/A | #N/A | #N/A | #N/A | #N/A | #N/A | #N/A | #N/A | #N/A | #N/A | #N/A | #N/A | #N/A | #N/A | #N/A | #N/A | #N/A | #N/A | #N/A | #N/A | #N/A | #N/A | #N/A | #N/A | #N/A | #N/A | #N/A | #N/A | #N/A | #N/A | #N/A | #N/A
[26 empty] | R404A | -1 | 439 | #N/A | #N/A | #N/A | #N/A | #N/A | #N/A | #N/A | #N/A | #N/A | #N/A | #N/A | #N/A | #N/A | #N/A | #N/A | #N/A | #N/A | #N/A | #N/A | #N/A | #N/A | #N/A | #N/A | #N/A | #N/A | #N/A | #N/A | #N/A | #N/A | #N/A | #N/A | #N/A | #N/A | #N/A | #N/A | #N/A | #N/A | #N/A | #N/A | #N/A | #N/A | #N/A | #N/A | #N/A | #N/A | #N/A | #N/A | #N/A | #N/A | #N/A | #N/A | #N/A | #N/A | #N/A | #N/A | #N/A | #N/A | #N/A | #N/A | #N/A | #N/A
[26 empty] | R404A | 0 | 440 | #N/A | #N/A | #N/A | #N/A | #N/A | #N/A | #N/A | #N/A | #N/A | #N/A | #N/A | #N/A | #N/A | #N/A | #N/A | #N/A | #N/A | #N/A | #N/A | #N/A | #N/A | #N/A | #N/A | #N/A | #N/A | #N/A | #N/A | #N/A | #N/A | #N/A | #N/A | #N/A | #N/A | #N/A | #N/A | #N/A | #N/A | #N/A | #N/A | #N/A | #N/A | #N/A | #N/A | #N/A | #N/A | #N/A | #N/A | #N/A | #N/A | #N/A | #N/A | #N/A | #N/A | #N/A | #N/A | #N/A | #N/A | #N/A | #N/A | #N/A | #N/A
[26 empty] | R404A | 1 | 441 | #N/A | #N/A | #N/A | #N/A | #N/A | #N/A | #N/A | #N/A | #N/A | #N/A | #N/A | #N/A | #N/A | #N/A | #N/A | #N/A | #N/A | #N/A | #N/A | #N/A | #N/A | #N/A | #N/A | #N/A | #N/A | #N/A | #N/A | #N/A | #N/A | #N/A | #N/A | #N/A | #N/A | #N/A | #N/A | #N/A | #N/A | #N/A | #N/A | #N/A | #N/A | #N/A | #N/A | #N/A | #N/A | #N/A | #N/A | #N/A | #N/A | #N/A | #N/A | #N/A | #N/A | #N/A | #N/A | #N/A | #N/A | #N/A | #N/A | #N/A | #N/A
[26 empty] | R404A | 2 | 442 | #N/A | #N/A | #N/A | #N/A | #N/A | #N/A | #N/A | #N/A | #N/A | #N/A | #N/A | #N/A | #N/A | #N/A | #N/A | #N/A | #N/A | #N/A | #N/A | #N/A | #N/A | #N/A | #N/A | #N/A | #N/A | #N/A | #N/A | #N/A | #N/A | #N/A | #N/A | #N/A | #N/A | #N/A | #N/A | #N/A | #N/A | #N/A | #N/A | #N/A | #N/A | #N/A | #N/A | #N/A | #N/A | #N/A | #N/A | #N/A | #N/A | #N/A | #N/A | #N/A | #N/A | #N/A | #N/A | #N/A | #N/A | #N/A | #N/A | #N/A | #N/A
[26 empty] | R404A | 3 | 443 | #N/A | #N/A | #N/A | #N/A | #N/A | #N/A | #N/A | #N/A | #N/A | #N/A | #N/A | #N/A | #N/A | #N/A | #N/A | #N/A | #N/A | #N/A | #N/A | #N/A | #N/A | #N/A | #N/A | #N/A | #N/A | #N/A | #N/A | #N/A | #N/A | #N/A | #N/A | #N/A | #N/A | #N/A | #N/A | #N/A | #N/A | #N/A | #N/A | #N/A | #N/A | #N/A | #N/A | #N/A | #N/A | #N/A | #N/A | #N/A | #N/A | #N/A | #N/A | #N/A | #N/A | #N/A | #N/A | #N/A | #N/A | #N/A | #N/A | #N/A | #N/A
[26 empty] | R404A | 4 | 444 | #N/A | #N/A | #N/A | #N/A | #N/A | #N/A | #N/A | #N/A | #N/A | #N/A | #N/A | #N/A | #N/A | #N/A | #N/A | #N/A | #N/A | #N/A | #N/A | #N/A | #N/A | #N/A | #N/A | #N/A | #N/A | #N/A | #N/A | #N/A | #N/A | #N/A | #N/A | #N/A | #N/A | #N/A | #N/A | #N/A | #N/A | #N/A | #N/A | #N/A | #N/A | #N/A | #N/A | #N/A | #N/A | #N/A | #N/A | #N/A | #N/A | #N/A | #N/A | #N/A | #N/A | #N/A | #N/A | #N/A | #N/A | #N/A | #N/A | #N/A | #N/A
[26 empty] | R404A | 5 | 445 | #N/A | #N/A | #N/A | #N/A | #N/A | #N/A | #N/A | #N/A | #N/A | #N/A | #N/A | #N/A | #N/A | #N/A | #N/A | #N/A | #N/A | #N/A | #N/A | #N/A | #N/A | #N/A | #N/A | #N/A | #N/A | #N/A | #N/A | #N/A | #N/A | #N/A | #N/A | #N/A | #N/A | #N/A | #N/A | #N/A | #N/A | #N/A | #N/A | #N/A | #N/A | #N/A | #N/A | #N/A | #N/A | #N/A | #N/A | #N/A | #N/A | #N/A | #N/A | #N/A | #N/A | #N/A | #N/A | #N/A | #N/A | #N/A | #N/A | #N/A | #N/A
[26 empty] | R404A | 6 | 446 | #N/A | #N/A | #N/A | #N/A | #N/A | #N/A | #N/A | #N/A | #N/A | #N/A | #N/A | #N/A | #N/A | #N/A | #N/A | #N/A | #N/A | #N/A | #N/A | #N/A | #N/A | #N/A | #N/A | #N/A | #N/A | #N/A | #N/A | #N/A | #N/A | #N/A | #N/A | #N/A | #N/A | #N/A | #N/A | #N/A | #N/A | #N/A | #N/A | #N/A | #N/A | #N/A | #N/A | #N/A | #N/A | #N/A | #N/A | #N/A | #N/A | #N/A | #N/A | #N/A | #N/A | #N/A | #N/A | #N/A | #N/A | #N/A | #N/A | #N/A | #N/A
[26 empty] | R404A | 7 | 447 | #N/A | #N/A | #N/A | #N/A | #N/A | #N/A | #N/A | #N/A | #N/A | #N/A | #N/A | #N/A | #N/A | #N/A | #N/A | #N/A | #N/A | #N/A | #N/A | #N/A | #N/A | #N/A | #N/A | #N/A | #N/A | #N/A | #N/A | #N/A | #N/A | #N/A | #N/A | #N/A | #N/A | #N/A | #N/A | #N/A | #N/A | #N/A | #N/A | #N/A | #N/A | #N/A | #N/A | #N/A | #N/A | #N/A | #N/A | #N/A | #N/A | #N/A | #N/A | #N/A | #N/A | #N/A | #N/A | #N/A | #N/A | #N/A | #N/A | #N/A | #N/A
[26 empty] | R404A | 8 | 448 | #N/A | #N/A | #N/A | #N/A | #N/A | #N/A | #N/A | #N/A | #N/A | #N/A | #N/A | #N/A | #N/A | #N/A | #N/A | #N/A | #N/A | #N/A | #N/A | #N/A | #N/A | #N/A | #N/A | #N/A | #N/A | #N/A | #N/A | #N/A | #N/A | #N/A | #N/A | #N/A | #N/A | #N/A | #N/A | #N/A | #N/A | #N/A | #N/A | #N/A | #N/A | #N/A | #N/A | #N/A | #N/A | #N/A | #N/A | #N/A | #N/A | #N/A | #N/A | #N/A | #N/A | #N/A | #N/A | #N/A | #N/A | #N/A | #N/A | #N/A | #N/A
[26 empty] | R404A | 9 | 449 | #N/A | #N/A | #N/A | #N/A | #N/A | #N/A | #N/A | #N/A | #N/A | #N/A | #N/A | #N/A | #N/A | #N/A | #N/A | #N/A | #N/A | #N/A | #N/A | #N/A | #N/A | #N/A | #N/A | #N/A | #N/A | #N/A | #N/A | #N/A | #N/A | #N/A | #N/A | #N/A | #N/A | #N/A | #N/A | #N/A | #N/A | #N/A | #N/A | #N/A | #N/A | #N/A | #N/A | #N/A | #N/A | #N/A | #N/A | #N/A | #N/A | #N/A | #N/A | #N/A | #N/A | #N/A | #N/A | #N/A | #N/A | #N/A | #N/A | #N/A | #N/A
[26 empty] | R404A | 10 | 450 | 1.8694 | 1.9499 | 2.031 | 2.1128 | 2.1954 | 2.2787 | 2.3628 | 2.4479 | 2.5338 | 2.6208 | 2.7087 | 2.7977 | 2.8876 | 2.9788 | 3.071 | 3.1644 | 3.2589 | 3.3547 | 3.4517 | 3.5499 | 3.6494 | 3.7502 | 3.8523 | 3.9557 | 4.0604 | 4.1665 | 4.274 | 4.3829 | 4.4932 | 4.6049 | 4.7181 | 4.8327 | 4.9488 | 5.0664 | 5.1856 | 5.3062 | 5.4284 | 5.5521 | 5.6774 | 5.8043 | 5.9328 | 6.063 | 6.1947 | 6.3281 | 6.4632 | 6.5995 | 6.7379 | 6.8781 | 7.0199 | 7.1635 | 7.3088 | #N/A | #N/A | #N/A | #N/A | #N/A | #N/A | #N/A | #N/A | #N/A | #N/A
[26 empty] | R404A | 11 | 451 | 1.8485 | 1.9282 | 2.0086 | 2.0896 | 2.1713 | 2.2538 | 2.3372 | 2.4214 | 2.5066 | 2.5927 | 2.6798 | 2.768 | 2.8571 | 2.9474 | 3.0389 | 3.1314 | 3.2251 | 3.3201 | 3.4162 | 3.5136 | 3.6122 | 3.7121 | 3.8133 | 3.9159 | 4.0197 | 4.1249 | 4.2315 | 4.3395 | 4.4489 | 4.5597 | 4.6719 | 4.7856 | 4.9008 | 5.0175 | 5.1356 | 5.2553 | 5.3765 | 5.4993 | 5.6236 | 5.7495 | 5.877 | 6.0061 | 6.1368 | 6.2692 | 6.4032 | 6.5385 | 6.6759 | 6.8149 | 6.9556 | 7.0981 | 7.2424 | 7.3884 | #N/A | #N/A | #N/A | #N/A | #N/A | #N/A | #N/A | #N/A | #N/A
[26 empty] | R404A | 12 | 452 | 1.8276 | 1.9065 | 1.986 | 2.0662 | 2.1472 | 2.2289 | 2.3115 | 2.3949 | 2.4793 | 2.5646 | 2.6509 | 2.7382 | 2.8265 | 2.916 | 3.0066 | 3.0983 | 3.1912 | 3.2853 | 3.3806 | 3.4771 | 3.5749 | 3.6739 | 3.7742 | 3.8759 | 3.9789 | 4.0832 | 4.1889 | 4.2959 | 4.4044 | 4.5143 | 4.6256 | 4.7384 | 4.8526 | 4.9683 | 5.0855 | 5.2042 | 5.3244 | 5.4462 | 5.5695 | 5.6944 | 5.8209 | 5.949 | 6.0787 | 6.21 | 6.343 | 6.4772 | 6.6135 | 6.7515 | 6.8912 | 7.0325 | 7.1757 | 7.3206 | 7.4672 | #N/A | #N/A | #N/A | #N/A | #N/A | #N/A | #N/A | #N/A
[26 empty] | R404A | 13 | 453 | 1.8065 | 1.8847 | 1.9634 | 2.0428 | 2.1229 | 2.2039 | 2.2856 | 2.3683 | 2.4518 | 2.5363 | 2.6218 | 2.7083 | 2.7958 | 2.8845 | 2.9742 | 3.0651 | 3.1572 | 3.2504 | 3.3448 | 3.4405 | 3.5374 | 3.6355 | 3.735 | 3.8358 | 3.9378 | 4.0413 | 4.146 | 4.2522 | 4.3598 | 4.4687 | 4.5791 | 4.6909 | 4.8042 | 4.9189 | 5.0352 | 5.1529 | 5.2721 | 5.3929 | 5.5152 | 5.6391 | 5.7646 | 5.8917 | 6.0203 | 6.1506 | 6.2825 | 6.4158 | 6.551 | 6.6878 | 6.8264 | 6.9667 | 7.1087 | 7.2525 | 7.398 | 7.5453 | #N/A | #N/A | #N/A | #N/A | #N/A | #N/A | #N/A
[26 empty] | R404A | 14 | 454 | 1.7854 | 1.8627 | 1.9407 | 2.0193 | 2.0986 | 2.1787 | 2.2597 | 2.3415 | 2.4242 | 2.5079 | 2.5926 | 2.6783 | 2.765 | 2.8528 | 2.9417 | 3.0318 | 3.123 | 3.2153 | 3.3089 | 3.4037 | 3.4997 | 3.597 | 3.6956 | 3.7955 | 3.8967 | 3.9992 | 4.1031 | 4.2083 | 4.3149 | 4.423 | 4.5324 | 4.6433 | 4.7556 | 4.8694 | 4.9846 | 5.1014 | 5.2197 | 5.3394 | 5.4608 | 5.5836 | 5.7081 | 5.8341 | 5.9618 | 6.091 | 6.2219 | 6.354 | 6.4882 | 6.624 | 6.7614 | 6.9006 | 7.0415 | 7.1842 | 7.3286 | 7.4747 | 7.6227 | #N/A | #N/A | #N/A | #N/A | #N/A | #N/A
[26 empty] | R404A | 15 | 455 | 1.7642 | 1.8407 | 1.9179 | 1.9957 | 2.0742 | 2.1535 | 2.2337 | 2.3147 | 2.3966 | 2.4795 | 2.5633 | 2.6482 | 2.734 | 2.821 | 2.9091 | 2.9983 | 3.0886 | 3.1802 | 3.2729 | 3.3668 | 3.462 | 3.5584 | 3.6561 | 3.7551 | 3.8553 | 3.957 | 4.0599 | 4.1642 | 4.2699 | 4.377 | 4.4855 | 4.5955 | 4.7068 | 4.8196 | 4.9339 | 5.0497 | 5.167 | 5.2858 | 5.4061 | 5.528 | 5.6514 | 5.7764 | 5.903 | 6.0312 | 6.161 | 6.2921 | 6.4251 | 6.5598 | 6.6962 | 6.8343 | 6.9741 | 7.1156 | 7.2589 | 7.4039 | 7.5506 | 7.6992 | #N/A | #N/A | #N/A | #N/A | #N/A
[26 empty] | R404A | 16 | 456 | 1.743 | 1.8187 | 1.895 | 1.972 | 2.0497 | 2.1282 | 2.2075 | 2.2877 | 2.3688 | 2.4509 | 2.5339 | 2.6179 | 2.703 | 2.7891 | 2.8763 | 2.9647 | 3.0542 | 3.1449 | 3.2367 | 3.3298 | 3.424 | 3.5196 | 3.6164 | 3.7145 | 3.8139 | 3.9146 | 4.0166 | 4.12 | 4.2248 | 4.3309 | 4.4385 | 4.5475 | 4.6579 | 4.7697 | 4.883 | 4.9978 | 5.1141 | 5.2319 | 5.3512 | 5.472 | 5.5944 | 5.7184 | 5.8439 | 5.9711 | 6.0998 | 6.2298 | 6.3618 | 6.4954 | 6.6307 | 6.7677 | 6.9064 | 7.0467 | 7.1889 | 7.3327 | 7.4783 | 7.6257 | 7.7749 | #N/A | #N/A | #N/A | #N/A
[26 empty] | R404A | 17 | 457 | 1.7216 | 1.7965 | 1.872 | 1.9482 | 2.0251 | 2.1028 | 2.1813 | 2.2607 | 2.3409 | 2.4222 | 2.5044 | 2.5876 | 2.6718 | 2.7571 | 2.8434 | 2.931 | 3.0196 | 3.1094 | 3.2004 | 3.2926 | 3.386 | 3.4806 | 3.5765 | 3.6737 | 3.7722 | 3.872 | 3.9731 | 4.0756 | 4.1794 | 4.2846 | 4.3912 | 4.4993 | 4.6087 | 4.7196 | 4.8319 | 4.9457 | 5.061 | 5.1778 | 5.2961 | 5.4159 | 5.5373 | 5.6602 | 5.7847 | 5.9108 | 6.0384 | 6.1674 | 6.2983 | 6.4308 | 6.565 | 6.7008 | 6.8384 | 6.9776 | 7.1186 | 7.2613 | 7.4057 | 7.5519 | 7.6999 | 7.8497 | #N/A | #N/A | #N/A
[26 empty] | R404A | 18 | 458 | 1.7001 | 1.7742 | 1.8489 | 1.9243 | 2.0004 | 2.0772 | 2.1549 | 2.2335 | 2.3129 | 2.3933 | 2.4747 | 2.5571 | 2.6404 | 2.7249 | 2.8104 | 2.8971 | 2.9849 | 3.0738 | 3.1639 | 3.2552 | 3.3477 | 3.4415 | 3.5365 | 3.6328 | 3.7304 | 3.8292 | 3.9294 | 4.031 | 4.1339 | 4.2382 | 4.3438 | 4.4509 | 4.5593 | 4.6692 | 4.7806 | 4.8934 | 5.0077 | 5.1234 | 5.2407 | 5.3595 | 5.4798 | 5.6017 | 5.7252 | 5.8502 | 5.9768 | 6.1047 | 6.2345 | 6.3659 | 6.499 | 6.6337 | 6.7701 | 6.9082 | 7.048 | 7.1896 | 7.3328 | 7.4779 | 7.6247 | 7.7733 | 7.9237 | #N/A | #N/A
[26 empty] | R404A | 19 | 459 | 1.6786 | 1.7519 | 1.8257 | 1.9003 | 1.9756 | 2.0516 | 2.1285 | 2.2062 | 2.2848 | 2.3644 | 2.4449 | 2.5265 | 2.609 | 2.6926 | 2.7773 | 2.8631 | 2.95 | 3.038 | 3.1273 | 3.2177 | 3.3093 | 3.4022 | 3.4963 | 3.5917 | 3.6884 | 3.7863 | 3.8856 | 3.9862 | 4.0882 | 4.1915 | 4.2962 | 4.4023 | 4.5098 | 4.6187 | 4.729 | 4.8409 | 4.9541 | 5.0689 | 5.1851 | 5.3029 | 5.4222 | 5.543 | 5.6654 | 5.7894 | 5.9149 | 6.0417 | 6.1704 | 6.3007 | 6.4327 | 6.5663 | 6.7016 | 6.8385 | 6.9772 | 7.1175 | 7.2596 | 7.4035 | 7.5491 | 7.6965 | 7.8457 | 7.9966 | #N/A
[26 empty] | R404A | 20 | 460 | 1.657 | 1.7294 | 1.8025 | 1.8762 | 1.9506 | 2.0259 | 2.1019 | 2.1788 | 2.2566 | 2.3353 | 2.415 | 2.4957 | 2.5774 | 2.6601 | 2.744 | 2.8289 | 2.9149 | 3.0021 | 3.0905 | 3.18 | 3.2708 | 3.3628 | 3.456 | 3.5504 | 3.6462 | 3.7432 | 3.8416 | 3.9412 | 4.0422 | 4.1446 | 4.2483 | 4.3535 | 4.46 | 4.5679 | 4.6773 | 4.7881 | 4.9004 | 5.0141 | 5.1293 | 5.2461 | 5.3643 | 5.4841 | 5.6054 | 5.7283 | 5.8527 | 5.9784 | 6.106 | 6.2352 | 6.3661 | 6.4986 | 6.6327 | 6.7685 | 6.906 | 7.0452 | 7.1861 | 7.3288 | 7.4732 | 7.6194 | 7.7673 | 7.9171 | 8.0686
[26 empty] | R404A | 21 | 461 | 1.6353 | 1.7069 | 1.7791 | 1.852 | 1.9256 | 2 | 2.0752 | 2.1513 | 2.2283 | 2.3061 | 2.385 | 2.4648 | 2.5457 | 2.6276 | 2.7105 | 2.7946 | 2.8798 | 2.9661 | 3.0536 | 3.1422 | 3.2321 | 3.3231 | 3.4154 | 3.509 | 3.6038 | 3.6999 | 3.7973 | 3.8961 | 3.9961 | 4.0975 | 4.2003 | 4.3044 | 4.41 | 4.5169 | 4.6253 | 4.7351 | 4.8464 | 4.9591 | 5.0733 | 5.189 | 5.3062 | 5.4249 | 5.5451 | 5.6669 | 5.7903 | 5.9149 | 6.0414 | 6.1695 | 6.2992 | 6.4306 | 6.5636 | 6.6982 | 6.8346 | 6.9726 | 7.1123 | 7.2538 | 7.397 | 7.5419 | 7.6886 | 7.8371 | 7.9874
[26 empty] | R404A | 22 | 462 | 1.6134 | 1.6842 | 1.7556 | 1.8277 | 1.9005 | 1.974 | 2.0484 | 2.1237 | 2.1998 | 2.2768 | 2.3548 | 2.4338 | 2.5138 | 2.5948 | 2.6769 | 2.7601 | 2.8444 | 2.9299 | 3.0165 | 3.1042 | 3.1932 | 3.2833 | 3.3747 | 3.4674 | 3.5613 | 3.6564 | 3.7529 | 3.8507 | 3.9498 | 4.0502 | 4.152 | 4.2552 | 4.3598 | 4.4657 | 4.5731 | 4.6819 | 4.7921 | 4.9038 | 5.017 | 5.1316 | 5.2478 | 5.3654 | 5.4846 | 5.6053 | 5.7276 | 5.8511 | 5.9765 | 6.1035 | 6.2321 | 6.3623 | 6.4941 | 6.6276 | 6.7628 | 6.8996 | 7.0382 | 7.1784 | 7.3204 | 7.4641 | 7.6096 | 7.7569 | 7.9059
[26 empty] | R404A | 23 | 463 | 1.5915 | 1.6615 | 1.732 | 1.8033 | 1.8752 | 1.948 | 2.0215 | 2.0959 | 2.1712 | 2.2474 | 2.3245 | 2.4027 | 2.4818 | 2.562 | 2.6432 | 2.7255 | 2.8089 | 2.8935 | 2.9792 | 3.0661 | 3.1541 | 3.2434 | 3.3338 | 3.4256 | 3.5185 | 3.6128 | 3.7083 | 3.8051 | 3.9033 | 4.0028 | 4.1036 | 4.2058 | 4.3093 | 4.4143 | 4.5207 | 4.6284 | 4.7377 | 4.8483 | 4.9604 | 5.074 | 5.1891 | 5.3057 | 5.4238 | 5.5434 | 5.6646 | 5.787 | 5.9113 | 6.0372 | 6.1646 | 6.2937 | 6.4244 | 6.5567 | 6.6907 | 6.8263 | 6.9637 | 7.1027 | 7.2435 | 7.386 | 7.5302 | 7.6762 | 7.824
[26 empty] | R404A | 24 | 464 | 1.5695 | 1.6386 | 1.7084 | 1.7787 | 1.8499 | 1.9218 | 1.9945 | 2.068 | 2.1424 | 2.2178 | 2.2941 | 2.3714 | 2.4496 | 2.5289 | 2.6093 | 2.6907 | 2.7733 | 2.857 | 2.9418 | 3.0277 | 3.1149 | 3.2032 | 3.2928 | 3.3836 | 3.4756 | 3.5689 | 3.6635 | 3.7594 | 3.8565 | 3.955 | 4.0549 | 4.1561 | 4.2587 | 4.3626 | 4.468 | 4.5747 | 4.6829 | 4.7926 | 4.9036 | 5.0162 | 5.1302 | 5.2457 | 5.3627 | 5.4813 | 5.6014 | 5.7227 | 5.8458 | 5.9705 | 6.0969 | 6.2248 | 6.3543 | 6.4855 | 6.6183 | 6.7527 | 6.8889 | 7.0267 | 7.1662 | 7.3075 | 7.4505 | 7.5952 | 7.7417
[26 empty] | R404A | 25 | 465 | 1.5474 | 1.6157 | 1.6846 | 1.7541 | 1.8244 | 1.8954 | 1.9673 | 2.04 | 2.1136 | 2.1881 | 2.2635 | 2.3399 | 2.4173 | 2.4958 | 2.5752 | 2.6558 | 2.7375 | 2.8202 | 2.9042 | 2.9892 | 3.0754 | 3.1629 | 3.2515 | 3.3414 | 3.4325 | 3.5248 | 3.6184 | 3.7134 | 3.8096 | 3.9071 | 4.006 | 4.1062 | 4.2078 | 4.3107 | 4.415 | 4.5208 | 4.6279 | 4.7365 | 4.8466 | 4.958 | 5.071 | 5.1854 | 5.3014 | 5.4188 | 5.5378 | 5.658 | 5.78 | 5.9036 | 6.0288 | 6.1555 | 6.2839 | 6.4139 | 6.5455 | 6.6788 | 6.8137 | 6.9503 | 7.0886 | 7.2286 | 7.3703 | 7.5138 | 7.659
[26 empty] | R404A | 26 | 466 | 1.5252 | 1.5926 | 1.6606 | 1.7293 | 1.7988 | 1.869 | 1.94 | 2.0118 | 2.0846 | 2.1582 | 2.2328 | 2.3083 | 2.3848 | 2.4624 | 2.541 | 2.6207 | 2.7015 | 2.7834 | 2.8664 | 2.9505 | 3.0358 | 3.1223 | 3.21 | 3.299 | 3.3891 | 3.4805 | 3.5732 | 3.6671 | 3.7624 | 3.859 | 3.9568 | 4.056 | 4.1566 | 4.2586 | 4.3619 | 4.4666 | 4.5727 | 4.6802 | 4.7892 | 4.8996 | 5.0115 | 5.1249 | 5.2397 | 5.3561 | 5.4739 | 5.593 | 5.7139 | 5.8364 | 5.9604 | 6.086 | 6.2132 | 6.342 | 6.4724 | 6.6044 | 6.7382 | 6.8735 | 7.0106 | 7.1494 | 7.2898 | 7.432 | 7.576
[26 empty] | R404A | 27 | 467 | 1.5028 | 1.5694 | 1.6366 | 1.7045 | 1.7731 | 1.8424 | 1.9125 | 1.9835 | 2.0554 | 2.1282 | 2.2019 | 2.2766 | 2.3522 | 2.4289 | 2.5066 | 2.5854 | 2.6653 | 2.7463 | 2.8284 | 2.9116 | 2.996 | 3.0816 | 3.1684 | 3.2564 | 3.3456 | 3.436 | 3.5277 | 3.6207 | 3.715 | 3.8106 | 3.9074 | 4.0057 | 4.1052 | 4.2061 | 4.3084 | 4.4121 | 4.5172 | 4.6237 | 4.7316 | 4.8409 | 4.9517 | 5.064 | 5.1778 | 5.293 | 5.4097 | 5.5277 | 5.6475 | 5.7688 | 5.8916 | 6.0161 | 6.1421 | 6.2697 | 6.3989 | 6.5298 | 6.6623 | 6.7964 | 6.9322 | 7.0697 | 7.2089 | 7.3499 | 7.4925
[26 empty] | R404A | 28 | 468 | 1.4804 | 1.5461 | 1.6125 | 1.6795 | 1.7472 | 1.8157 | 1.885 | 1.9551 | 2.0261 | 2.098 | 2.1709 | 2.2447 | 2.3194 | 2.3953 | 2.4721 | 2.55 | 2.629 | 2.709 | 2.7902 | 2.8725 | 2.956 | 3.0407 | 3.1265 | 3.2135 | 3.3018 | 3.3913 | 3.482 | 3.574 | 3.6673 | 3.7619 | 3.8578 | 3.955 | 4.0536 | 4.1535 | 4.2547 | 4.3574 | 4.4614 | 4.5668 | 4.6737 | 4.782 | 4.8917 | 5.0028 | 5.1155 | 5.2296 | 5.3452 | 5.4621 | 5.5807 | 5.7009 | 5.8226 | 5.9458 | 6.0706 | 6.1971 | 6.3251 | 6.4547 | 6.586 | 6.7189 | 6.8535 | 6.9897 | 7.1276 | 7.2673 | 7.4086
[26 empty] | R404A | 29 | 469 | 1.4578 | 1.5227 | 1.5882 | 1.6543 | 1.7212 | 1.7888 | 1.8573 | 1.9265 | 1.9967 | 2.0677 | 2.1397 | 2.2126 | 2.2865 | 2.3614 | 2.4374 | 2.5144 | 2.5924 | 2.6716 | 2.7519 | 2.8333 | 2.9158 | 2.9995 | 3.0844 | 3.1705 | 3.2578 | 3.3463 | 3.4361 | 3.5271 | 3.6194 | 3.713 | 3.8079 | 3.9041 | 4.0017 | 4.1005 | 4.2008 | 4.3023 | 4.4053 | 4.5097 | 4.6155 | 4.7227 | 4.8313 | 4.9414 | 5.0529 | 5.1659 | 5.2804 | 5.3961 | 5.5136 | 5.6326 | 5.7531 | 5.8752 | 5.9988 | 6.1241 | 6.2509 | 6.3793 | 6.5093 | 6.641 | 6.7743 | 6.9093 | 7.0459 | 7.1843 | 7.3243
[26 empty] | R404A | 30 | 470 | 1.4352 | 1.4992 | 1.5638 | 1.6291 | 1.6951 | 1.7618 | 1.8294 | 1.8978 | 1.9671 | 2.0373 | 2.1083 | 2.1804 | 2.2534 | 2.3274 | 2.4025 | 2.4785 | 2.5557 | 2.634 | 2.7133 | 2.7938 | 2.8754 | 2.9582 | 3.0421 | 3.1272 | 3.2136 | 3.3012 | 3.3899 | 3.48 | 3.5713 | 3.6639 | 3.7578 | 3.853 | 3.9495 | 4.0473 | 4.1465 | 4.247 | 4.349 | 4.4523 | 4.557 | 4.6631 | 4.7706 | 4.8796 | 4.99 | 5.1019 | 5.2153 | 5.3298 | 5.4461 | 5.564 | 5.6833 | 5.8042 | 5.9267 | 6.0507 | 6.1763 | 6.3035 | 6.4323 | 6.5627 | 6.6947 | 6.8284 | 6.9638 | 7.1008 | 7.2396
[26 empty] | R404A | 31 | 471 | 1.4124 | 1.4755 | 1.5393 | 1.6037 | 1.6688 | 1.7347 | 1.8014 | 1.8689 | 1.9373 | 2.0066 | 2.0768 | 2.148 | 2.2201 | 2.2932 | 2.3674 | 2.4425 | 2.5188 | 2.5961 | 2.6745 | 2.7541 | 2.8348 | 2.9166 | 2.9996 | 3.0838 | 3.1691 | 3.2557 | 3.3435 | 3.4326 | 3.5229 | 3.6145 | 3.7074 | 3.8015 | 3.897 | 3.9938 | 4.0919 | 4.1914 | 4.2923 | 4.3945 | 4.4981 | 4.6032 | 4.7096 | 4.8175 | 4.9268 | 5.0375 | 5.1497 | 5.2632 | 5.3783 | 5.495 | 5.6132 | 5.7329 | 5.8541 | 5.9769 | 6.1013 | 6.2272 | 6.3548 | 6.4839 | 6.6147 | 6.7471 | 6.8812 | 7.017 | 7.1544
[26 empty] | R404A | 32 | 472 | 1.3895 | 1.4517 | 1.5146 | 1.5781 | 1.6424 | 1.7074 | 1.7732 | 1.8399 | 1.9074 | 1.9758 | 2.0451 | 2.1154 | 2.1866 | 2.2588 | 2.3321 | 2.4063 | 2.4817 | 2.5581 | 2.6356 | 2.7142 | 2.7939 | 2.8748 | 2.9568 | 3.04 | 3.1244 | 3.21 | 3.2969 | 3.3849 | 3.4742 | 3.5648 | 3.6567 | 3.7498 | 3.8442 | 3.94 | 4.0371 | 4.1355 | 4.2353 | 4.3365 | 4.439 | 4.5429 | 4.6482 | 4.755 | 4.8632 | 4.9728 | 5.0839 | 5.1961 | 5.3101 | 5.4256 | 5.5426 | 5.6611 | 5.7811 | 5.9027 | 6.0259 | 6.1506 | 6.2769 | 6.4048 | 6.5343 | 6.6654 | 6.7982 | 6.9326 | 7.0687
[26 empty] | R404A | 33 | 473 | 1.3664 | 1.4278 | 1.4898 | 1.5525 | 1.6158 | 1.68 | 1.7449 | 1.8107 | 1.8773 | 1.9448 | 2.0133 | 2.0826 | 2.1529 | 2.2242 | 2.2966 | 2.3699 | 2.4443 | 2.5198 | 2.5964 | 2.674 | 2.7528 | 2.8327 | 2.9138 | 2.996 | 3.0795 | 3.1641 | 3.2499 | 3.337 | 3.4253 | 3.5149 | 3.6057 | 3.6978 | 3.7912 | 3.8859 | 3.9819 | 4.0793 | 4.178 | 4.2781 | 4.3795 | 4.4823 | 4.5865 | 4.6922 | 4.7992 | 4.9077 | 5.0176 | 5.1287 | 5.2415 | 5.3558 | 5.4716 | 5.5889 | 5.7078 | 5.8281 | 5.95 | 6.0735 | 6.1985 | 6.3252 | 6.4534 | 6.5832 | 6.7147 | 6.8478 | 6.9826
[26 empty] | R404A | 34 | 474 | 1.3432 | 1.4037 | 1.4648 | 1.5266 | 1.5891 | 1.6524 | 1.7164 | 1.7813 | 1.8471 | 1.9137 | 1.9812 | 2.0497 | 2.1191 | 2.1895 | 2.2609 | 2.3333 | 2.4068 | 2.4813 | 2.5569 | 2.6337 | 2.7115 | 2.7904 | 2.8705 | 2.9518 | 3.0343 | 3.1179 | 3.2027 | 3.2888 | 3.3761 | 3.4646 | 3.5544 | 3.6455 | 3.7378 | 3.8315 | 3.9264 | 4.0227 | 4.1204 | 4.2193 | 4.3197 | 4.4214 | 4.5245 | 4.629 | 4.7349 | 4.8422 | 4.951 | 5.0609 | 5.1726 | 5.2857 | 5.4003 | 5.5164 | 5.634 | 5.7531 | 5.8738 | 5.996 | 6.1197 | 6.2451 | 6.372 | 6.5005 | 6.6307 | 6.7625 | 6.8959
[26 empty] | R404A | 35 | 475 | 1.3199 | 1.3795 | 1.4397 | 1.5006 | 1.5623 | 1.6246 | 1.6878 | 1.7518 | 1.8166 | 1.8823 | 1.949 | 2.0165 | 2.085 | 2.1545 | 2.225 | 2.2965 | 2.369 | 2.4426 | 2.5173 | 2.593 | 2.6699 | 2.7479 | 2.827 | 2.9073 | 2.9888 | 3.0714 | 3.1552 | 3.2403 | 3.3266 | 3.4141 | 3.5028 | 3.5928 | 3.6841 | 3.7767 | 3.8706 | 3.9658 | 4.0624 | 4.1603 | 4.2595 | 4.3601 | 4.462 | 4.5654 | 4.6702 | 4.7763 | 4.8839 | 4.9927 | 5.1032 | 5.2151 | 5.3285 | 5.4434 | 5.5597 | 5.6776 | 5.797 | 5.918 | 6.0405 | 6.1645 | 6.2902 | 6.4174 | 6.5462 | 6.6766 | 6.8087
[26 empty] | R404A | 36 | 476 | 1.2964 | 1.3552 | 1.4145 | 1.4745 | 1.5352 | 1.5967 | 1.659 | 1.7221 | 1.786 | 1.8508 | 1.9165 | 1.9832 | 2.0507 | 2.1193 | 2.1888 | 2.2594 | 2.331 | 2.4037 | 2.4774 | 2.5522 | 2.6281 | 2.7051 | 2.7832 | 2.8625 | 2.943 | 3.0246 | 3.1075 | 3.1915 | 3.2767 | 3.3632 | 3.4509 | 3.5399 | 3.6301 | 3.7217 | 3.8145 | 3.9086 | 4.004 | 4.1008 | 4.1989 | 4.2984 | 4.3992 | 4.5015 | 4.6051 | 4.7101 | 4.8165 | 4.9241 | 5.0334 | 5.1441 | 5.2562 | 5.3699 | 5.485 | 5.6017 | 5.7198 | 5.8395 | 5.9607 | 6.0835 | 6.2078 | 6.3337 | 6.4612 | 6.5903 | 6.721
[26 empty] | R404A | 37 | 477 | 1.2728 | 1.3306 | 1.3891 | 1.4482 | 1.508 | 1.5686 | 1.63 | 1.6921 | 1.7552 | 1.8191 | 1.8839 | 1.9496 | 2.0162 | 2.0838 | 2.1525 | 2.2221 | 2.2928 | 2.3644 | 2.4372 | 2.511 | 2.586 | 2.662 | 2.7392 | 2.8175 | 2.8969 | 2.9776 | 3.0594 | 3.1424 | 3.2266 | 3.312 | 3.3987 | 3.4866 | 3.5758 | 3.6662 | 3.758 | 3.851 | 3.9453 | 4.041 | 4.138 | 4.2363 | 4.336 | 4.4371 | 4.5395 | 4.6434 | 4.7486 | 4.855 | 4.9631 | 5.0726 | 5.1836 | 5.296 | 5.4099 | 5.5252 | 5.6421 | 5.7605 | 5.8804 | 6.0019 | 6.1249 | 6.2495 | 6.3756 | 6.5034 | 6.6327
[26 empty] | R404A | 38 | 478 | 1.249 | 1.306 | 1.3635 | 1.4217 | 1.4806 | 1.5403 | 1.6008 | 1.662 | 1.7241 | 1.7871 | 1.851 | 1.9158 | 1.9815 | 2.0482 | 2.1159 | 2.1846 | 2.2543 | 2.325 | 2.3968 | 2.4696 | 2.5436 | 2.6187 | 2.6948 | 2.7721 | 2.8506 | 2.9302 | 3.011 | 3.0929 | 3.1761 | 3.2605 | 3.3461 | 3.433 | 3.5211 | 3.6104 | 3.7011 | 3.793 | 3.8862 | 3.9808 | 4.0766 | 4.1738 | 4.2724 | 4.3723 | 4.4736 | 4.5763 | 4.6803 | 4.7855 | 4.8924 | 5.0007 | 5.1104 | 5.2216 | 5.3342 | 5.4483 | 5.5639 | 5.681 | 5.7996 | 5.9198 | 6.0415 | 6.1647 | 6.2895 | 6.4159 | 6.5439
[26 empty] | R404A | 39 | 479 | 1.2251 | 1.2811 | 1.3377 | 1.395 | 1.4531 | 1.5118 | 1.5714 | 1.6317 | 1.6929 | 1.755 | 1.8179 | 1.8818 | 1.9465 | 2.0123 | 2.079 | 2.1467 | 2.2155 | 2.2853 | 2.3561 | 2.428 | 2.5009 | 2.575 | 2.6502 | 2.7265 | 2.8039 | 2.8825 | 2.9622 | 3.0432 | 3.1253 | 3.2086 | 3.2932 | 3.379 | 3.466 | 3.5543 | 3.6438 | 3.7346 | 3.8267 | 3.9202 | 4.0149 | 4.1109 | 4.2083 | 4.3071 | 4.4072 | 4.5087 | 4.6115 | 4.7155 | 4.8212 | 4.9282 | 5.0367 | 5.1466 | 5.258 | 5.3709 | 5.4852 | 5.601 | 5.7183 | 5.8371 | 5.9575 | 6.0794 | 6.2028 | 6.3278 | 6.4544
[26 empty] | R404A | 40 | 480 | 1.201 | 1.2561 | 1.3118 | 1.3682 | 1.4253 | 1.4831 | 1.5417 | 1.6012 | 1.6614 | 1.7226 | 1.7846 | 1.8475 | 1.9113 | 1.9761 | 2.0419 | 2.1087 | 2.1765 | 2.2453 | 2.3151 | 2.386 | 2.458 | 2.531 | 2.6052 | 2.6805 | 2.7569 | 2.8345 | 2.9132 | 2.9931 | 3.0741 | 3.1564 | 3.2399 | 3.3246 | 3.4105 | 3.4977 | 3.5861 | 3.6758 | 3.7668 | 3.8591 | 3.9527 | 4.0476 | 4.1438 | 4.2414 | 4.3403 | 4.4406 | 4.5423 | 4.6451 | 4.7495 | 4.8553 | 4.9625 | 5.0712 | 5.1813 | 5.2929 | 5.4059 | 5.5204 | 5.6364 | 5.7539 | 5.8729 | 5.9934 | 6.1155 | 6.2392 | 6.3644
[26 empty] | R404A | 41 | 481 | 1.1767 | 1.2309 | 1.2857 | 1.3411 | 1.3973 | 1.4542 | 1.5119 | 1.5704 | 1.6297 | 1.6899 | 1.751 | 1.813 | 1.8759 | 1.9397 | 2.0045 | 2.0703 | 2.1371 | 2.205 | 2.2738 | 2.3437 | 2.4147 | 2.4868 | 2.5599 | 2.6342 | 2.7096 | 2.7861 | 2.8637 | 2.9426 | 3.0226 | 3.1038 | 3.1862 | 3.2698 | 3.3546 | 3.4407 | 3.528 | 3.6166 | 3.7065 | 3.7976 | 3.89 | 3.9838 | 4.0788 | 4.1752 | 4.273 | 4.372 | 4.4725 | 4.5741 | 4.6772 | 4.7818 | 4.8878 | 4.9952 | 5.104 | 5.2143 | 5.326 | 5.4392 | 5.5539 | 5.67 | 5.7877 | 5.9069 | 6.0276 | 6.1498 | 6.2736
[26 empty] | R404A | 42 | 482 | 1.1523 | 1.2055 | 1.2594 | 1.3139 | 1.3691 | 1.4251 | 1.4819 | 1.5394 | 1.5978 | 1.6571 | 1.7172 | 1.7782 | 1.8401 | 1.903 | 1.9669 | 2.0317 | 2.0975 | 2.1644 | 2.2322 | 2.3011 | 2.3711 | 2.4421 | 2.5143 | 2.5875 | 2.6618 | 2.7373 | 2.8139 | 2.8917 | 2.9707 | 3.0508 | 3.1321 | 3.2146 | 3.2983 | 3.3833 | 3.4695 | 3.5569 | 3.6457 | 3.7356 | 3.8269 | 3.9195 | 4.0134 | 4.1086 | 4.2051 | 4.303 | 4.4022 | 4.5025 | 4.6045 | 4.7078 | 4.8125 | 4.9186 | 5.0262 | 5.1351 | 5.2455 | 5.3574 | 5.4707 | 5.5856 | 5.7018 | 5.8196 | 5.939 | 6.0598 | 6.1822
[26 empty] | R404A | 43 | 483 | 1.1276 | 1.1799 | 1.2328 | 1.2864 | 1.3407 | 1.3958 | 1.4516 | 1.5082 | 1.5656 | 1.6239 | 1.6831 | 1.7432 | 1.8041 | 1.866 | 1.9289 | 1.9928 | 2.0576 | 2.1234 | 2.1903 | 2.2582 | 2.3271 | 2.3972 | 2.4683 | 2.5405 | 2.6138 | 2.6882 | 2.7637 | 2.8404 | 2.9183 | 2.9973 | 3.0776 | 3.159 | 3.2416 | 3.3254 | 3.4105 | 3.4968 | 3.5844 | 3.6732 | 3.7633 | 3.8547 | 3.9474 | 4.0414 | 4.1367 | 4.2333 | 4.3313 | 4.4304 | 4.5311 | 4.6332 | 4.7366 | 4.8414 | 4.9477 | 5.0553 | 5.1644 | 5.275 | 5.3869 | 5.5004 | 5.6153 | 5.7317 | 5.8496 | 5.9691 | 6.09
[26 empty] | R404A | 44 | 484 | 1.1028 | 1.1541 | 1.2061 | 1.2587 | 1.3121 | 1.3662 | 1.421 | 1.4767 | 1.5332 | 1.5905 | 1.6487 | 1.7078 | 1.7678 | 1.8288 | 1.8906 | 1.9535 | 2.0173 | 2.0822 | 2.148 | 2.2149 | 2.2828 | 2.3518 | 2.4219 | 2.493 | 2.5653 | 2.6386 | 2.7131 | 2.7888 | 2.8655 | 2.9435 | 3.0226 | 3.1029 | 3.1844 | 3.2671 | 3.351 | 3.4362 | 3.5226 | 3.6102 | 3.6992 | 3.7894 | 3.8808 | 3.9736 | 4.0677 | 4.1631 | 4.2599 | 4.3577 | 4.4572 | 4.5579 | 4.6601 | 4.7636 | 4.8686 | 4.9749 | 5.0827 | 5.1918 | 5.3025 | 5.4145 | 5.5281 | 5.6431 | 5.7596 | 5.8776 | 5.9971
[26 empty] | R404A | 45 | 485 | 1.0777 | 1.1281 | 1.1791 | 1.2308 | 1.2832 | 1.3363 | 1.3902 | 1.4449 | 1.5005 | 1.5568 | 1.6141 | 1.6722 | 1.7312 | 1.7911 | 1.852 | 1.9139 | 1.9767 | 2.0406 | 2.1054 | 2.1712 | 2.2381 | 2.3061 | 2.3751 | 2.4452 | 2.5164 | 2.5887 | 2.6621 | 2.7366 | 2.8123 | 2.8891 | 2.9671 | 3.0463 | 3.1267 | 3.2082 | 3.291 | 3.375 | 3.4603 | 3.5467 | 3.6345 | 3.7235 | 3.8137 | 3.9053 | 3.9982 | 4.0923 | 4.1878 | 4.2844 | 4.3826 | 4.4821 | 4.5829 | 4.6851 | 4.7888 | 4.8938 | 5.0002 | 5.108 | 5.2173 | 5.3279 | 5.4401 | 5.5537 | 5.6688 | 5.7854 | 5.9034
[26 empty] | R404A | 46 | 486 | 1.0524 | 1.1018 | 1.1519 | 1.2026 | 1.2541 | 1.3062 | 1.3592 | 1.4129 | 1.4675 | 1.5228 | 1.5791 | 1.6362 | 1.6942 | 1.7532 | 1.8131 | 1.8739 | 1.9358 | 1.9986 | 2.0624 | 2.1272 | 2.1931 | 2.26 | 2.3279 | 2.3969 | 2.4671 | 2.5383 | 2.6106 | 2.684 | 2.7586 | 2.8343 | 2.9112 | 2.9892 | 3.0685 | 3.1489 | 3.2305 | 3.3133 | 3.3974 | 3.4827 | 3.5692 | 3.657 | 3.746 | 3.8364 | 3.928 | 4.0209 | 4.1151 | 4.2105 | 4.3073 | 4.4055 | 4.5051 | 4.606 | 4.7082 | 4.8119 | 4.917 | 5.0234 | 5.1313 | 5.2406 | 5.3513 | 5.4635 | 5.5771 | 5.6923 | 5.8089
[26 empty] | R404A | 47 | 487 | 1.0269 | 1.0753 | 1.1244 | 1.1742 | 1.2246 | 1.2758 | 1.3278 | 1.3806 | 1.4341 | 1.4885 | 1.5438 | 1.5999 | 1.6569 | 1.7149 | 1.7738 | 1.8336 | 1.8944 | 1.9562 | 2.019 | 2.0827 | 2.1475 | 2.2134 | 2.2803 | 2.3482 | 2.4173 | 2.4874 | 2.5586 | 2.6309 | 2.7044 | 2.779 | 2.8547 | 2.9316 | 3.0097 | 3.0889 | 3.1694 | 3.251 | 3.3339 | 3.418 | 3.5033 | 3.5899 | 3.6777 | 3.7668 | 3.8571 | 3.9488 | 4.0417 | 4.1358 | 4.2313 | 4.3282 | 4.4265 | 4.526 | 4.627 | 4.7293 | 4.8329 | 4.938 | 5.0445 | 5.1524 | 5.2617 | 5.3725 | 5.4846 | 5.5983 | 5.7134
[26 empty] | R404A | 48 | 488 | 1.0011 | 1.0486 | 1.0967 | 1.1454 | 1.1949 | 1.2451 | 1.2961 | 1.3479 | 1.4005 | 1.4539 | 1.5081 | 1.5633 | 1.6193 | 1.6762 | 1.7341 | 1.7929 | 1.8526 | 1.9134 | 1.9751 | 2.0378 | 2.1016 | 2.1663 | 2.2322 | 2.299 | 2.367 | 2.436 | 2.5061 | 2.5773 | 2.6496 | 2.7231 | 2.7977 | 2.8734 | 2.9503 | 3.0284 | 3.1077 | 3.1881 | 3.2698 | 3.3527 | 3.4368 | 3.5221 | 3.6087 | 3.6965 | 3.7856 | 3.876 | 3.9676 | 4.0604 | 4.1546 | 4.2502 | 4.3471 | 4.4453 | 4.5449 | 4.6458 | 4.7481 | 4.8518 | 4.9569 | 5.0633 | 5.1712 | 5.2805 | 5.3912 | 5.5034 | 5.617
[26 empty] | R404A | 49 | 489 | 0.97503 | 1.0215 | 1.0686 | 1.1164 | 1.1649 | 1.2141 | 1.2641 | 1.3149 | 1.3665 | 1.4189 | 1.4721 | 1.5262 | 1.5812 | 1.6371 | 1.694 | 1.7517 | 1.8104 | 1.8701 | 1.9308 | 1.9925 | 2.0551 | 2.1188 | 2.1835 | 2.2493 | 2.3162 | 2.3841 | 2.453 | 2.5231 | 2.5943 | 2.6666 | 2.7401 | 2.8146 | 2.8904 | 2.9673 | 3.0453 | 3.1246 | 3.205 | 3.2867 | 3.3695 | 3.4536 | 3.5389 | 3.6255 | 3.7133 | 3.8024 | 3.8928 | 3.9842 | 4.0771 | 4.1713 | 4.2669 | 4.3637 | 4.4619 | 4.5615 | 4.6624 | 4.7647 | 4.8683 | 4.9733 | 5.0798 | 5.1876 | 5.2969 | 5.4075 | 5.5197
[26 empty] | R404A | 50 | 490 | 0.94869 | 0.99417 | 1.0403 | 1.0871 | 1.1346 | 1.1828 | 1.2318 | 1.2815 | 1.3321 | 1.3835 | 1.4357 | 1.4888 | 1.5427 | 1.5976 | 1.6534 | 1.7101 | 1.7678 | 1.8264 | 1.886 | 1.9466 | 2.0082 | 2.0708 | 2.1344 | 2.1991 | 2.2648 | 2.3316 | 2.3994 | 2.4684 | 2.5384 | 2.6095 | 2.6818 | 2.7552 | 2.8297 | 2.9054 | 2.9823 | 3.0603 | 3.1395 | 3.2199 | 3.3015 | 3.3844 | 3.4684 | 3.5537 | 3.6402 | 3.728 | 3.8171 | 3.9072 | 3.9988 | 4.0916 | 4.1858 | 4.2813 | 4.3781 | 4.4762 | 4.5757 | 4.6766 | 4.7788 | 4.8824 | 4.9873 | 5.0937 | 5.2014 | 5.3106 | 5.4212
[26 empty] | R404A | 51 | 491 | 0.92204 | 0.96651 | 1.0116 | 1.0574 | 1.1039 | 1.1511 | 1.199 | 1.2478 | 1.2973 | 1.3477 | 1.3989 | 1.4509 | 1.5038 | 1.5576 | 1.6124 | 1.668 | 1.7246 | 1.7822 | 1.8407 | 1.9002 | 1.9607 | 2.0222 | 2.0847 | 2.1482 | 2.2128 | 2.2785 | 2.3452 | 2.4129 | 2.4818 | 2.5518 | 2.6229 | 2.6951 | 2.7684 | 2.8429 | 2.9185 | 2.9953 | 3.0733 | 3.1524 | 3.2328 | 3.3143 | 3.3971 | 3.4811 | 3.5663 | 3.6528 | 3.7405 | 3.8293 | 3.9195 | 4.011 | 4.1038 | 4.1979 | 4.2933 | 4.39 | 4.4881 | 4.5875 | 4.6882 | 4.7903 | 4.8938 | 4.9987 | 5.1049 | 5.2126 | 5.3216
[26 empty] | R404A | 52 | 492 | 0.89507 | 0.93851 | 0.98258 | 1.0273 | 1.0728 | 1.119 | 1.1659 | 1.2136 | 1.2621 | 1.3114 | 1.3616 | 1.4126 | 1.4644 | 1.5172 | 1.5708 | 1.6254 | 1.6809 | 1.7374 | 1.7948 | 1.8532 | 1.9126 | 1.973 | 2.0344 | 2.0968 | 2.1602 | 2.2247 | 2.2902 | 2.3569 | 2.4246 | 2.4933 | 2.5632 | 2.6342 | 2.7063 | 2.7796 | 2.854 | 2.9295 | 3.0062 | 3.0841 | 3.1632 | 3.2434 | 3.3249 | 3.4076 | 3.4915 | 3.5766 | 3.663 | 3.7504 | 3.8392 | 3.9294 | 4.0208 | 4.1134 | 4.2074 | 4.3027 | 4.3993 | 4.4973 | 4.5965 | 4.6972 | 4.7991 | 4.9025 | 5.0072 | 5.1133 | 5.2208
[26 empty] | R404A | 53 | 493 | 0.86775 | 0.91014 | 0.95318 | 0.99689 | 1.0413 | 1.0864 | 1.1323 | 1.179 | 1.2264 | 1.2747 | 1.3238 | 1.3737 | 1.4245 | 1.4762 | 1.5288 | 1.5823 | 1.6367 | 1.692 | 1.7484 | 1.8056 | 1.8639 | 1.9231 | 1.9834 | 2.0446 | 2.1069 | 2.1702 | 2.2346 | 2.3 | 2.3665 | 2.4341 | 2.5028 | 2.5726 | 2.6435 | 2.7155 | 2.7886 | 2.8629 | 2.9383 | 3.0149 | 3.0927 | 3.1716 | 3.2518 | 3.3331 | 3.4156 | 3.4994 | 3.5844 | 3.6705 | 3.7579 | 3.8467 | 3.9366 | 4.0279 | 4.1205 | 4.2143 | 4.3094 | 4.4059 | 4.5037 | 4.6028 | 4.7032 | 4.805 | 4.9082 | 5.0128 | 5.1187
[26 empty] | R404A | 54 | 494 | 0.84004 | 0.88138 | 0.92337 | 0.96602 | 1.0094 | 1.0535 | 1.0983 | 1.1439 | 1.1903 | 1.2375 | 1.2855 | 1.3343 | 1.384 | 1.4346 | 1.4861 | 1.5385 | 1.5918 | 1.6461 | 1.7012 | 1.7574 | 1.8145 | 1.8726 | 1.9317 | 1.9918 | 2.0529 | 2.115 | 2.1782 | 2.2424 | 2.3077 | 2.3741 | 2.4415 | 2.5101 | 2.5797 | 2.6504 | 2.7223 | 2.7953 | 2.8694 | 2.9447 | 3.0212 | 3.0988 | 3.1776 | 3.2576 | 3.3388 | 3.4212 | 3.5048 | 3.5895 | 3.6755 | 3.7628 | 3.8514 | 3.9412 | 4.0323 | 4.1246 | 4.2183 | 4.3132 | 4.4095 | 4.5071 | 4.606 | 4.7063 | 4.8079 | 4.9108 | 5.0151
[26 empty] | R404A | 55 | 495 | 0.81193 | 0.8522 | 0.89311 | 0.9347 | 0.97698 | 1.02 | 1.0637 | 1.1083 | 1.1536 | 1.1997 | 1.2466 | 1.2944 | 1.343 | 1.3925 | 1.4428 | 1.4941 | 1.5463 | 1.5994 | 1.6534 | 1.7084 | 1.7644 | 1.8213 | 1.8792 | 1.9381 | 1.9981 | 2.059 | 2.121 | 2.184 | 2.248 | 2.3131 | 2.3793 | 2.4466 | 2.515 | 2.5844 | 2.655 | 2.7267 | 2.7995 | 2.8735 | 2.9486 | 3.0249 | 3.1024 | 3.181 | 3.2608 | 3.3418 | 3.424 | 3.5072 | 3.5919 | 3.6777 | 3.7648 | 3.8532 | 3.9428 | 4.0336 | 4.1258 | 4.2192 | 4.314 | 4.41 | 4.5073 | 4.606 | 4.706 | 4.8073 | 4.91
[26 empty] | R404A | 56 | 496 | 0.78337 | 0.82255 | 0.86238 | 0.90288 | 0.94408 | 0.986 | 1.0287 | 1.0721 | 1.1163 | 1.1613 | 1.2071 | 1.2538 | 1.3013 | 1.3496 | 1.3989 | 1.449 | 1.5 | 1.552 | 1.6049 | 1.6587 | 1.7135 | 1.7692 | 1.8259 | 1.8836 | 1.9424 | 2.0021 | 2.0628 | 2.1246 | 2.1874 | 2.2513 | 2.3162 | 2.3822 | 2.4492 | 2.5174 | 2.5867 | 2.6571 | 2.7285 | 2.8012 | 2.8749 | 2.9498 | 3.0259 | 3.1031 | 3.1815 | 3.2611 | 3.3419 | 3.4237 | 3.5069 | 3.5913 | 3.6769 | 3.7638 | 3.8519 | 3.9412 | 4.0318 | 4.1237 | 4.2169 | 4.3114 | 4.4071 | 4.5042 | 4.6025 | 4.7023 | 4.8033
[26 empty] | R404A | 57 | 497 | 0.75433 | 0.7924 | 0.83113 | 0.87052 | 0.91061 | 0.95143 | 0.99298 | 1.0353 | 1.0784 | 1.1223 | 1.167 | 1.2125 | 1.2588 | 1.306 | 1.3541 | 1.4031 | 1.453 | 1.5038 | 1.5555 | 1.6081 | 1.6617 | 1.7162 | 1.7717 | 1.8282 | 1.8857 | 1.9442 | 2.0037 | 2.0642 | 2.1257 | 2.1883 | 2.2519 | 2.3166 | 2.3824 | 2.4492 | 2.5172 | 2.5862 | 2.6563 | 2.7276 | 2.8 | 2.8735 | 2.9482 | 3.024 | 3.101 | 3.1791 | 3.2584 | 3.3388 | 3.4205 | 3.5034 | 3.5875 | 3.6728 | 3.7594 | 3.8472 | 3.9363 | 4.0266 | 4.1182 | 4.211 | 4.3052 | 4.4006 | 4.4973 | 4.5954 | 4.6947
[26 empty] | R404A | 58 | 498 | 0.72475 | 0.7617 | 0.7993 | 0.83757 | 0.87654 | 0.91622 | 0.95664 | 0.99782 | 1.0398 | 1.0825 | 1.1261 | 1.1704 | 1.2156 | 1.2617 | 1.3086 | 1.3564 | 1.4051 | 1.4547 | 1.5052 | 1.5566 | 1.609 | 1.6623 | 1.7166 | 1.7718 | 1.828 | 1.8852 | 1.9435 | 2.0027 | 2.0629 | 2.1242 | 2.1865 | 2.2499 | 2.3143 | 2.3798 | 2.4464 | 2.5141 | 2.5828 | 2.6527 | 2.7237 | 2.7958 | 2.869 | 2.9434 | 3.0189 | 3.0956 | 3.1734 | 3.2523 | 3.3325 | 3.4139 | 3.4965 | 3.5803 | 3.6653 | 3.7515 | 3.839 | 3.9277 | 4.0177 | 4.1089 | 4.2014 | 4.2951 | 4.3902 | 4.4865 | 4.5842
[26 empty] | R404A | 59 | 499 | 0.69459 | 0.7304 | 0.76685 | 0.80397 | 0.84179 | 0.88032 | 0.91959 | 0.95962 | 1.0004 | 1.042 | 1.0844 | 1.1276 | 1.1716 | 1.2164 | 1.2622 | 1.3088 | 1.3562 | 1.4046 | 1.4539 | 1.5041 | 1.5552 | 1.6073 | 1.6603 | 1.7143 | 1.7692 | 1.8251 | 1.8821 | 1.94 | 1.9989 | 2.0589 | 2.1198 | 2.1818 | 2.2449 | 2.309 | 2.3742 | 2.4405 | 2.5078 | 2.5763 | 2.6458 | 2.7165 | 2.7883 | 2.8612 | 2.9352 | 3.0104 | 3.0868 | 3.1641 | 3.2428 | 3.3226 | 3.4036 | 3.4859 | 3.5693 | 3.6539 | 3.7398 | 3.8268 | 3.9152 | 4.0047 | 4.0955 | 4.1876 | 4.2809 | 4.3756 | 4.4715
[26 empty] | R404A | 60 | 500 | 0.66379 | 0.69842 | 0.7337 | 0.76966 | 0.8063 | 0.84366 | 0.88176 | 0.9206 | 0.96021 | 1.0006 | 1.0418 | 1.0838 | 1.1266 | 1.1702 | 1.2147 | 1.2601 | 1.3064 | 1.3535 | 1.4015 | 1.4505 | 1.5003 | 1.5511 | 1.6028 | 1.6555 | 1.7091 | 1.7638 | 1.8193 | 1.8759 | 1.9335 | 1.9921 | 2.0517 | 2.1123 | 2.174 | 2.2367 | 2.3005 | 2.3654 | 2.4313 | 2.4983 | 2.5664 | 2.6355 | 2.7058 | 2.7772 | 2.8498 | 2.9234 | 2.9982 | 3.074 | 3.1511 | 3.2294 | 3.3088 | 3.3894 | 3.4712 | 3.5542 | 3.6384 | 3.7238 | 3.8105 | 3.8983 | 3.9874 | 4.0778 | 4.1694 | 4.2622 | 4.3563
[26 empty] | R404A | 61 | 501 | 0.63228 | 0.66571 | 0.6998 | 0.73455 | 0.77 | 0.80616 | 0.84304 | 0.88068 | 0.91908 | 0.95825 | 0.99821 | 1.039 | 1.0806 | 1.123 | 1.1662 | 1.2103 | 1.2553 | 1.3012 | 1.3479 | 1.3956 | 1.4441 | 1.4936 | 1.544 | 1.5954 | 1.6477 | 1.7009 | 1.7552 | 1.8104 | 1.8666 | 1.9238 | 1.982 | 2.0412 | 2.1015 | 2.1628 | 2.2251 | 2.2885 | 2.3529 | 2.4185 | 2.485 | 2.5527 | 2.6215 | 2.6914 | 2.7623 | 2.8344 | 2.9077 | 2.9819 | 3.0574 | 3.134 | 3.2118 | 3.2908 | 3.3709 | 3.4522 | 3.5348 | 3.6185 | 3.7034 | 3.7895 | 3.8768 | 3.9654 | 4.0552 | 4.1463 | 4.2386
[26 empty] | R404A | 62 | 502 | 0.59998 | 0.63218 | 0.66504 | 0.69856 | 0.73278 | 0.76771 | 0.80336 | 0.83976 | 0.87691 | 0.91484 | 0.95355 | 0.99306 | 1.0334 | 1.0745 | 1.1165 | 1.1593 | 1.203 | 1.2476 | 1.293 | 1.3393 | 1.3866 | 1.4347 | 1.4838 | 1.5337 | 1.5847 | 1.6366 | 1.6894 | 1.7432 | 1.798 | 1.8538 | 1.9106 | 1.9684 | 2.0271 | 2.087 | 2.1478 | 2.2097 | 2.2726 | 2.3366 | 2.4017 | 2.4678 | 2.535 | 2.6033 | 2.6727 | 2.7432 | 2.8148 | 2.8874 | 2.9613 | 3.0363 | 3.1124 | 3.1897 | 3.2681 | 3.3477 | 3.4285 | 3.5104 | 3.5936 | 3.6779 | 3.7635 | 3.8502 | 3.9382 | 4.0274 | 4.1178
[26 empty] | R404A | 63 | 503 | 0.5668 | 0.59773 | 0.62933 | 0.66159 | 0.69454 | 0.72821 | 0.76259 | 0.79772 | 0.8336 | 0.87024 | 0.90767 | 0.94589 | 0.98489 | 1.0247 | 1.0654 | 1.1069 | 1.1493 | 1.1925 | 1.2366 | 1.2815 | 1.3274 | 1.3742 | 1.4218 | 1.4704 | 1.52 | 1.5704 | 1.6218 | 1.6742 | 1.7276 | 1.7819 | 1.8372 | 1.8935 | 1.9508 | 2.0091 | 2.0684 | 2.1288 | 2.1901 | 2.2526 | 2.316 | 2.3806 | 2.4462 | 2.5129 | 2.5806 | 2.6495 | 2.7195 | 2.7904 | 2.8626 | 2.9358 | 3.0102 | 3.0858 | 3.1625 | 3.2403 | 3.3193 | 3.3995 | 3.4808 | 3.5633 | 3.647 | 3.7319 | 3.818 | 3.9053 | 3.9938
[26 empty] | R404A | 64 | 504 | 0.53262 | 0.56226 | 0.59255 | 0.62351 | 0.65517 | 0.68753 | 0.72061 | 0.75442 | 0.78899 | 0.82431 | 0.86041 | 0.8973 | 0.93497 | 0.97346 | 1.0128 | 1.0529 | 1.0939 | 1.1357 | 1.1784 | 1.222 | 1.2665 | 1.3118 | 1.3581 | 1.4052 | 1.4533 | 1.5023 | 1.5523 | 1.6032 | 1.655 | 1.7078 | 1.7616 | 1.8164 | 1.8721 | 1.9289 | 1.9866 | 2.0454 | 2.1052 | 2.166 | 2.2279 | 2.2908 | 2.3547 | 2.4197 | 2.4858 | 2.553 | 2.6212 | 2.6905 | 2.7609 | 2.8324 | 2.905 | 2.9788 | 3.0537 | 3.1297 | 3.2069 | 3.2852 | 3.3646 | 3.4453 | 3.5271 | 3.61 | 3.6942 | 3.7795 | 3.866
[26 empty] | R404A | 65 | 505 | 0.49732 | 0.52562 | 0.55457 | 0.58419 | 0.6145 | 0.64551 | 0.67725 | 0.70971 | 0.74292 | 0.77688 | 0.81161 | 0.84712 | 0.88341 | 0.92051 | 0.95843 | 0.99717 | 1.0367 | 1.0772 | 1.1184 | 1.1606 | 1.2036 | 1.2474 | 1.2922 | 1.3379 | 1.3845 | 1.432 | 1.4804 | 1.5298 | 1.5801 | 1.6313 | 1.6835 | 1.7367 | 1.7909 | 1.846 | 1.9022 | 1.9593 | 2.0174 | 2.0766 | 2.1368 | 2.198 | 2.2602 | 2.3235 | 2.3879 | 2.4533 | 2.5198 | 2.5872 | 2.6559 | 2.7256 | 2.7964 | 2.8683 | 2.9413 | 3.0155 | 3.0907 | 3.1671 | 3.2447 | 3.3233 | 3.4032 | 3.4842 | 3.5663 | 3.6496 | 3.7341
[26 empty] | R407C | -10 | 510 | #N/A | #N/A | #N/A | #N/A | #N/A | #N/A | #N/A | #N/A | #N/A | #N/A | #N/A | #N/A | #N/A | #N/A | #N/A | #N/A | #N/A | #N/A | #N/A | #N/A | #N/A | #N/A | #N/A | #N/A | #N/A | #N/A | #N/A | #N/A | #N/A | #N/A | #N/A | #N/A | #N/A | #N/A | #N/A | #N/A | #N/A | #N/A | #N/A | #N/A | #N/A | #N/A | #N/A | #N/A | #N/A | #N/A | #N/A | #N/A | #N/A | #N/A | #N/A | #N/A | #N/A | #N/A | #N/A | #N/A | #N/A | #N/A | #N/A | #N/A | #N/A
[26 empty] | R407C | -9 | 511 | #N/A | #N/A | #N/A | #N/A | #N/A | #N/A | #N/A | #N/A | #N/A | #N/A | #N/A | #N/A | #N/A | #N/A | #N/A | #N/A | #N/A | #N/A | #N/A | #N/A | #N/A | #N/A | #N/A | #N/A | #N/A | #N/A | #N/A | #N/A | #N/A | #N/A | #N/A | #N/A | #N/A | #N/A | #N/A | #N/A | #N/A | #N/A | #N/A | #N/A | #N/A | #N/A | #N/A | #N/A | #N/A | #N/A | #N/A | #N/A | #N/A | #N/A | #N/A | #N/A | #N/A | #N/A | #N/A | #N/A | #N/A | #N/A | #N/A | #N/A | #N/A
[26 empty] | R407C | -8 | 512 | #N/A | #N/A | #N/A | #N/A | #N/A | #N/A | #N/A | #N/A | #N/A | #N/A | #N/A | #N/A | #N/A | #N/A | #N/A | #N/A | #N/A | #N/A | #N/A | #N/A | #N/A | #N/A | #N/A | #N/A | #N/A | #N/A | #N/A | #N/A | #N/A | #N/A | #N/A | #N/A | #N/A | #N/A | #N/A | #N/A | #N/A | #N/A | #N/A | #N/A | #N/A | #N/A | #N/A | #N/A | #N/A | #N/A | #N/A | #N/A | #N/A | #N/A | #N/A | #N/A | #N/A | #N/A | #N/A | #N/A | #N/A | #N/A | #N/A | #N/A | #N/A
[26 empty] | R407C | -7 | 513 | #N/A | #N/A | #N/A | #N/A | #N/A | #N/A | #N/A | #N/A | #N/A | #N/A | #N/A | #N/A | #N/A | #N/A | #N/A | #N/A | #N/A | #N/A | #N/A | #N/A | #N/A | #N/A | #N/A | #N/A | #N/A | #N/A | #N/A | #N/A | #N/A | #N/A | #N/A | #N/A | #N/A | #N/A | #N/A | #N/A | #N/A | #N/A | #N/A | #N/A | #N/A | #N/A | #N/A | #N/A | #N/A | #N/A | #N/A | #N/A | #N/A | #N/A | #N/A | #N/A | #N/A | #N/A | #N/A | #N/A | #N/A | #N/A | #N/A | #N/A | #N/A
[26 empty] | R407C | -6 | 514 | #N/A | #N/A | #N/A | #N/A | #N/A | #N/A | #N/A | #N/A | #N/A | #N/A | #N/A | #N/A | #N/A | #N/A | #N/A | #N/A | #N/A | #N/A | #N/A | #N/A | #N/A | #N/A | #N/A | #N/A | #N/A | #N/A | #N/A | #N/A | #N/A | #N/A | #N/A | #N/A | #N/A | #N/A | #N/A | #N/A | #N/A | #N/A | #N/A | #N/A | #N/A | #N/A | #N/A | #N/A | #N/A | #N/A | #N/A | #N/A | #N/A | #N/A | #N/A | #N/A | #N/A | #N/A | #N/A | #N/A | #N/A | #N/A | #N/A | #N/A | #N/A
[26 empty] | R407C | -5 | 515 | #N/A | #N/A | #N/A | #N/A | #N/A | #N/A | #N/A | #N/A | #N/A | #N/A | #N/A | #N/A | #N/A | #N/A | #N/A | #N/A | #N/A | #N/A | #N/A | #N/A | #N/A | #N/A | #N/A | #N/A | #N/A | #N/A | #N/A | #N/A | #N/A | #N/A | #N/A | #N/A | #N/A | #N/A | #N/A | #N/A | #N/A | #N/A | #N/A | #N/A | #N/A | #N/A | #N/A | #N/A | #N/A | #N/A | #N/A | #N/A | #N/A | #N/A | #N/A | #N/A | #N/A | #N/A | #N/A | #N/A | #N/A | #N/A | #N/A | #N/A | #N/A
[26 empty] | R407C | -4 | 516 | #N/A | #N/A | #N/A | #N/A | #N/A | #N/A | #N/A | #N/A | #N/A | #N/A | #N/A | #N/A | #N/A | #N/A | #N/A | #N/A | #N/A | #N/A | #N/A | #N/A | #N/A | #N/A | #N/A | #N/A | #N/A | #N/A | #N/A | #N/A | #N/A | #N/A | #N/A | #N/A | #N/A | #N/A | #N/A | #N/A | #N/A | #N/A | #N/A | #N/A | #N/A | #N/A | #N/A | #N/A | #N/A | #N/A | #N/A | #N/A | #N/A | #N/A | #N/A | #N/A | #N/A | #N/A | #N/A | #N/A | #N/A | #N/A | #N/A | #N/A | #N/A
[26 empty] | R407C | -3 | 517 | #N/A | #N/A | #N/A | #N/A | #N/A | #N/A | #N/A | #N/A | #N/A | #N/A | #N/A | #N/A | #N/A | #N/A | #N/A | #N/A | #N/A | #N/A | #N/A | #N/A | #N/A | #N/A | #N/A | #N/A | #N/A | #N/A | #N/A | #N/A | #N/A | #N/A | #N/A | #N/A | #N/A | #N/A | #N/A | #N/A | #N/A | #N/A | #N/A | #N/A | #N/A | #N/A | #N/A | #N/A | #N/A | #N/A | #N/A | #N/A | #N/A | #N/A | #N/A | #N/A | #N/A | #N/A | #N/A | #N/A | #N/A | #N/A | #N/A | #N/A | #N/A
[26 empty] | R407C | -2 | 518 | #N/A | #N/A | #N/A | #N/A | #N/A | #N/A | #N/A | #N/A | #N/A | #N/A | #N/A | #N/A | #N/A | #N/A | #N/A | #N/A | #N/A | #N/A | #N/A | #N/A | #N/A | #N/A | #N/A | #N/A | #N/A | #N/A | #N/A | #N/A | #N/A | #N/A | #N/A | #N/A | #N/A | #N/A | #N/A | #N/A | #N/A | #N/A | #N/A | #N/A | #N/A | #N/A | #N/A | #N/A | #N/A | #N/A | #N/A | #N/A | #N/A | #N/A | #N/A | #N/A | #N/A | #N/A | #N/A | #N/A | #N/A | #N/A | #N/A | #N/A | #N/A
[26 empty] | R407C | -1 | 519 | #N/A | #N/A | #N/A | #N/A | #N/A | #N/A | #N/A | #N/A | #N/A | #N/A | #N/A | #N/A | #N/A | #N/A | #N/A | #N/A | #N/A | #N/A | #N/A | #N/A | #N/A | #N/A | #N/A | #N/A | #N/A | #N/A | #N/A | #N/A | #N/A | #N/A | #N/A | #N/A | #N/A | #N/A | #N/A | #N/A | #N/A | #N/A | #N/A | #N/A | #N/A | #N/A | #N/A | #N/A | #N/A | #N/A | #N/A | #N/A | #N/A | #N/A | #N/A | #N/A | #N/A | #N/A | #N/A | #N/A | #N/A | #N/A | #N/A | #N/A | #N/A
[26 empty] | R407C | 0 | 520 | #N/A | #N/A | #N/A | #N/A | #N/A | #N/A | #N/A | #N/A | #N/A | #N/A | #N/A | #N/A | #N/A | #N/A | #N/A | #N/A | #N/A | #N/A | #N/A | #N/A | #N/A | #N/A | #N/A | #N/A | #N/A | #N/A | #N/A | #N/A | #N/A | #N/A | #N/A | #N/A | #N/A | #N/A | #N/A | #N/A | #N/A | #N/A | #N/A | #N/A | #N/A | #N/A | #N/A | #N/A | #N/A | #N/A | #N/A | #N/A | #N/A | #N/A | #N/A | #N/A | #N/A | #N/A | #N/A | #N/A | #N/A | #N/A | #N/A | #N/A | #N/A
[26 empty] | R407C | 1 | 521 | #N/A | #N/A | #N/A | #N/A | #N/A | #N/A | #N/A | #N/A | #N/A | #N/A | #N/A | #N/A | #N/A | #N/A | #N/A | #N/A | #N/A | #N/A | #N/A | #N/A | #N/A | #N/A | #N/A | #N/A | #N/A | #N/A | #N/A | #N/A | #N/A | #N/A | #N/A | #N/A | #N/A | #N/A | #N/A | #N/A | #N/A | #N/A | #N/A | #N/A | #N/A | #N/A | #N/A | #N/A | #N/A | #N/A | #N/A | #N/A | #N/A | #N/A | #N/A | #N/A | #N/A | #N/A | #N/A | #N/A | #N/A | #N/A | #N/A | #N/A | #N/A
[26 empty] | R407C | 2 | 522 | #N/A | #N/A | #N/A | #N/A | #N/A | #N/A | #N/A | #N/A | #N/A | #N/A | #N/A | #N/A | #N/A | #N/A | #N/A | #N/A | #N/A | #N/A | #N/A | #N/A | #N/A | #N/A | #N/A | #N/A | #N/A | #N/A | #N/A | #N/A | #N/A | #N/A | #N/A | #N/A | #N/A | #N/A | #N/A | #N/A | #N/A | #N/A | #N/A | #N/A | #N/A | #N/A | #N/A | #N/A | #N/A | #N/A | #N/A | #N/A | #N/A | #N/A | #N/A | #N/A | #N/A | #N/A | #N/A | #N/A | #N/A | #N/A | #N/A | #N/A | #N/A
[26 empty] | R407C | 3 | 523 | #N/A | #N/A | #N/A | #N/A | #N/A | #N/A | #N/A | #N/A | #N/A | #N/A | #N/A | #N/A | #N/A | #N/A | #N/A | #N/A | #N/A | #N/A | #N/A | #N/A | #N/A | #N/A | #N/A | #N/A | #N/A | #N/A | #N/A | #N/A | #N/A | #N/A | #N/A | #N/A | #N/A | #N/A | #N/A | #N/A | #N/A | #N/A | #N/A | #N/A | #N/A | #N/A | #N/A | #N/A | #N/A | #N/A | #N/A | #N/A | #N/A | #N/A | #N/A | #N/A | #N/A | #N/A | #N/A | #N/A | #N/A | #N/A | #N/A | #N/A | #N/A
[26 empty] | R407C | 4 | 524 | #N/A | #N/A | #N/A | #N/A | #N/A | #N/A | #N/A | #N/A | #N/A | #N/A | #N/A | #N/A | #N/A | #N/A | #N/A | #N/A | #N/A | #N/A | #N/A | #N/A | #N/A | #N/A | #N/A | #N/A | #N/A | #N/A | #N/A | #N/A | #N/A | #N/A | #N/A | #N/A | #N/A | #N/A | #N/A | #N/A | #N/A | #N/A | #N/A | #N/A | #N/A | #N/A | #N/A | #N/A | #N/A | #N/A | #N/A | #N/A | #N/A | #N/A | #N/A | #N/A | #N/A | #N/A | #N/A | #N/A | #N/A | #N/A | #N/A | #N/A | #N/A
[26 empty] | R407C | 5 | 525 | #N/A | #N/A | #N/A | #N/A | #N/A | #N/A | #N/A | #N/A | #N/A | #N/A | #N/A | #N/A | #N/A | #N/A | #N/A | #N/A | #N/A | #N/A | #N/A | #N/A | #N/A | #N/A | #N/A | #N/A | #N/A | #N/A | #N/A | #N/A | #N/A | #N/A | #N/A | #N/A | #N/A | #N/A | #N/A | #N/A | #N/A | #N/A | #N/A | #N/A | #N/A | #N/A | #N/A | #N/A | #N/A | #N/A | #N/A | #N/A | #N/A | #N/A | #N/A | #N/A | #N/A | #N/A | #N/A | #N/A | #N/A | #N/A | #N/A | #N/A | #N/A
[26 empty] | R407C | 6 | 526 | #N/A | #N/A | #N/A | #N/A | #N/A | #N/A | #N/A | #N/A | #N/A | #N/A | #N/A | #N/A | #N/A | #N/A | #N/A | #N/A | #N/A | #N/A | #N/A | #N/A | #N/A | #N/A | #N/A | #N/A | #N/A | #N/A | #N/A | #N/A | #N/A | #N/A | #N/A | #N/A | #N/A | #N/A | #N/A | #N/A | #N/A | #N/A | #N/A | #N/A | #N/A | #N/A | #N/A | #N/A | #N/A | #N/A | #N/A | #N/A | #N/A | #N/A | #N/A | #N/A | #N/A | #N/A | #N/A | #N/A | #N/A | #N/A | #N/A | #N/A | #N/A
[26 empty] | R407C | 7 | 527 | #N/A | #N/A | #N/A | #N/A | #N/A | #N/A | #N/A | #N/A | #N/A | #N/A | #N/A | #N/A | #N/A | #N/A | #N/A | #N/A | #N/A | #N/A | #N/A | #N/A | #N/A | #N/A | #N/A | #N/A | #N/A | #N/A | #N/A | #N/A | #N/A | #N/A | #N/A | #N/A | #N/A | #N/A | #N/A | #N/A | #N/A | #N/A | #N/A | #N/A | #N/A | #N/A | #N/A | #N/A | #N/A | #N/A | #N/A | #N/A | #N/A | #N/A | #N/A | #N/A | #N/A | #N/A | #N/A | #N/A | #N/A | #N/A | #N/A | #N/A | #N/A
[26 empty] | R407C | 8 | 528 | #N/A | #N/A | #N/A | #N/A | #N/A | #N/A | #N/A | #N/A | #N/A | #N/A | #N/A | #N/A | #N/A | #N/A | #N/A | #N/A | #N/A | #N/A | #N/A | #N/A | #N/A | #N/A | #N/A | #N/A | #N/A | #N/A | #N/A | #N/A | #N/A | #N/A | #N/A | #N/A | #N/A | #N/A | #N/A | #N/A | #N/A | #N/A | #N/A | #N/A | #N/A | #N/A | #N/A | #N/A | #N/A | #N/A | #N/A | #N/A | #N/A | #N/A | #N/A | #N/A | #N/A | #N/A | #N/A | #N/A | #N/A | #N/A | #N/A | #N/A | #N/A
[26 empty] | R407C | 9 | 529 | #N/A | #N/A | #N/A | #N/A | #N/A | #N/A | #N/A | #N/A | #N/A | #N/A | #N/A | #N/A | #N/A | #N/A | #N/A | #N/A | #N/A | #N/A | #N/A | #N/A | #N/A | #N/A | #N/A | #N/A | #N/A | #N/A | #N/A | #N/A | #N/A | #N/A | #N/A | #N/A | #N/A | #N/A | #N/A | #N/A | #N/A | #N/A | #N/A | #N/A | #N/A | #N/A | #N/A | #N/A | #N/A | #N/A | #N/A | #N/A | #N/A | #N/A | #N/A | #N/A | #N/A | #N/A | #N/A | #N/A | #N/A | #N/A | #N/A | #N/A | #N/A
[26 empty] | R407C | 10 | 530 | #N/A | #N/A | #N/A | #N/A | #N/A | #N/A | #N/A | #N/A | #N/A | #N/A | #N/A | #N/A | #N/A | #N/A | #N/A | #N/A | #N/A | #N/A | #N/A | #N/A | 3.5169 | 3.6268 | 3.7378 | 3.8501 | 3.9635 | 4.0783 | 4.1942 | 4.3115 | 4.4301 | 4.5502 | 4.6716 | 4.7944 | 4.9186 | 5.0443 | 5.1715 | 5.3001 | 5.4303 | 5.562 | 5.6952 | 5.83 | 5.9664 | 6.1044 | 6.244 | 6.3852 | 6.5281 | 6.6727 | 6.8189 | 6.9668 | 7.1165 | 7.2679 | 7.421 | #N/A | #N/A | #N/A | #N/A | #N/A | #N/A | #N/A | #N/A | #N/A | #N/A
[26 empty] | R407C | 11 | 531 | #N/A | #N/A | #N/A | #N/A | #N/A | #N/A | #N/A | #N/A | #N/A | #N/A | #N/A | #N/A | #N/A | #N/A | #N/A | #N/A | #N/A | #N/A | #N/A | #N/A | 3.4892 | 3.5983 | 3.7086 | 3.82 | 3.9327 | 4.0467 | 4.1618 | 4.2783 | 4.3961 | 4.5153 | 4.6359 | 4.7579 | 4.8813 | 5.0061 | 5.1324 | 5.2602 | 5.3895 | 5.5203 | 5.6527 | 5.7866 | 5.9221 | 6.0592 | 6.1979 | 6.3382 | 6.4802 | 6.6238 | 6.7691 | 6.9161 | 7.0648 | 7.2152 | 7.3674 | 7.5213 | #N/A | #N/A | #N/A | #N/A | #N/A | #N/A | #N/A | #N/A | #N/A
[26 empty] | R407C | 12 | 532 | #N/A | #N/A | #N/A | #N/A | #N/A | #N/A | #N/A | #N/A | #N/A | #N/A | #N/A | #N/A | #N/A | #N/A | #N/A | #N/A | #N/A | #N/A | #N/A | #N/A | 3.4614 | 3.5698 | 3.6793 | 3.7899 | 3.9018 | 4.0149 | 4.1293 | 4.245 | 4.362 | 4.4804 | 4.6001 | 4.7213 | 4.8438 | 4.9678 | 5.0933 | 5.2202 | 5.3486 | 5.4786 | 5.6101 | 5.7431 | 5.8777 | 6.0139 | 6.1517 | 6.2911 | 6.4321 | 6.5748 | 6.7191 | 6.8652 | 7.0129 | 7.1624 | 7.3136 | 7.4665 | 7.6212 | #N/A | #N/A | #N/A | #N/A | #N/A | #N/A | #N/A | #N/A
[26 empty] | R407C | 13 | 533 | #N/A | #N/A | #N/A | #N/A | #N/A | #N/A | #N/A | #N/A | #N/A | #N/A | #N/A | #N/A | #N/A | #N/A | #N/A | #N/A | #N/A | #N/A | #N/A | #N/A | 3.4336 | 3.5411 | 3.6498 | 3.7597 | 3.8708 | 3.9831 | 4.0967 | 4.2115 | 4.3278 | 4.4453 | 4.5642 | 4.6845 | 4.8063 | 4.9294 | 5.054 | 5.1801 | 5.3076 | 5.4367 | 5.5673 | 5.6994 | 5.8331 | 5.9684 | 6.1053 | 6.2438 | 6.3839 | 6.5256 | 6.669 | 6.8141 | 6.9609 | 7.1094 | 7.2596 | 7.4115 | 7.5652 | 7.7207 | #N/A | #N/A | #N/A | #N/A | #N/A | #N/A | #N/A
[26 empty] | R407C | 14 | 534 | #N/A | #N/A | #N/A | #N/A | #N/A | #N/A | #N/A | #N/A | #N/A | #N/A | #N/A | #N/A | #N/A | #N/A | #N/A | #N/A | #N/A | #N/A | #N/A | #N/A | 3.4056 | 3.5124 | 3.6203 | 3.7294 | 3.8397 | 3.9512 | 4.064 | 4.178 | 4.2934 | 4.4101 | 4.5282 | 4.6477 | 4.7686 | 4.8909 | 5.0146 | 5.1398 | 5.2665 | 5.3947 | 5.5244 | 5.6557 | 5.7885 | 5.9228 | 6.0588 | 6.1963 | 6.3355 | 6.4763 | 6.6188 | 6.7629 | 6.9087 | 7.0562 | 7.2055 | 7.3564 | 7.5091 | 7.6636 | 7.8198 | #N/A | #N/A | #N/A | #N/A | #N/A | #N/A
[26 empty] | R407C | 15 | 535 | #N/A | #N/A | #N/A | #N/A | #N/A | #N/A | #N/A | #N/A | #N/A | #N/A | #N/A | #N/A | #N/A | #N/A | #N/A | #N/A | #N/A | #N/A | #N/A | #N/A | 3.3776 | 3.4836 | 3.5907 | 3.699 | 3.8085 | 3.9192 | 4.0311 | 4.1444 | 4.259 | 4.3749 | 4.4921 | 4.6108 | 4.7308 | 4.8522 | 4.9751 | 5.0994 | 5.2253 | 5.3526 | 5.4814 | 5.6117 | 5.7436 | 5.8771 | 6.0121 | 6.1488 | 6.287 | 6.4269 | 6.5684 | 6.7115 | 6.8564 | 7.0029 | 7.1512 | 7.3011 | 7.4528 | 7.6063 | 7.7615 | 7.9185 | #N/A | #N/A | #N/A | #N/A | #N/A
[26 empty] | R407C | 16 | 536 | #N/A | #N/A | #N/A | #N/A | #N/A | #N/A | #N/A | #N/A | #N/A | #N/A | #N/A | #N/A | #N/A | #N/A | #N/A | #N/A | #N/A | #N/A | #N/A | #N/A | 3.3495 | 3.4547 | 3.561 | 3.6685 | 3.7772 | 3.8871 | 3.9982 | 4.1107 | 4.2244 | 4.3395 | 4.4559 | 4.5737 | 4.6929 | 4.8135 | 4.9355 | 5.0589 | 5.1839 | 5.3103 | 5.4382 | 5.5677 | 5.6987 | 5.8312 | 5.9653 | 6.101 | 6.2383 | 6.3773 | 6.5178 | 6.66 | 6.8039 | 6.9494 | 7.0967 | 7.2456 | 7.3963 | 7.5488 | 7.703 | 7.8589 | 8.0167 | #N/A | #N/A | #N/A | #N/A
[26 empty] | R407C | 17 | 537 | #N/A | #N/A | #N/A | #N/A | #N/A | #N/A | #N/A | #N/A | #N/A | #N/A | #N/A | #N/A | #N/A | #N/A | #N/A | #N/A | #N/A | #N/A | #N/A | #N/A | 3.3213 | 3.4257 | 3.5313 | 3.6379 | 3.7458 | 3.8549 | 3.9652 | 4.0768 | 4.1897 | 4.304 | 4.4196 | 4.5365 | 4.6548 | 4.7746 | 4.8957 | 5.0183 | 5.1424 | 5.2679 | 5.3949 | 5.5235 | 5.6536 | 5.7852 | 5.9184 | 6.0531 | 6.1895 | 6.3275 | 6.4671 | 6.6083 | 6.7512 | 6.8958 | 7.042 | 7.19 | 7.3397 | 7.4911 | 7.6443 | 7.7992 | 7.9559 | 8.1144 | #N/A | #N/A | #N/A
[26 empty] | R407C | 18 | 538 | #N/A | #N/A | #N/A | #N/A | #N/A | #N/A | #N/A | #N/A | #N/A | #N/A | #N/A | #N/A | #N/A | #N/A | #N/A | #N/A | #N/A | #N/A | #N/A | #N/A | 3.293 | 3.3966 | 3.5014 | 3.6073 | 3.7143 | 3.8226 | 3.9321 | 4.0429 | 4.155 | 4.2684 | 4.3831 | 4.4992 | 4.6167 | 4.7355 | 4.8558 | 4.9775 | 5.1007 | 5.2254 | 5.3515 | 5.4791 | 5.6083 | 5.739 | 5.8713 | 6.0051 | 6.1405 | 6.2775 | 6.4162 | 6.5565 | 6.6984 | 6.842 | 6.9872 | 7.1342 | 7.2828 | 7.4332 | 7.5854 | 7.7392 | 7.8949 | 8.0523 | 8.2116 | #N/A | #N/A
[26 empty] | R407C | 19 | 539 | #N/A | #N/A | #N/A | #N/A | #N/A | #N/A | #N/A | #N/A | #N/A | #N/A | #N/A | #N/A | #N/A | #N/A | #N/A | #N/A | #N/A | #N/A | #N/A | #N/A | 3.2646 | 3.3674 | 3.4714 | 3.5765 | 3.6827 | 3.7902 | 3.8989 | 4.0088 | 4.1201 | 4.2326 | 4.3465 | 4.4618 | 4.5784 | 4.6964 | 4.8158 | 4.9366 | 5.0589 | 5.1827 | 5.3079 | 5.4347 | 5.5629 | 5.6927 | 5.824 | 5.9569 | 6.0914 | 6.2274 | 6.3651 | 6.5044 | 6.6453 | 6.7879 | 6.9322 | 7.0782 | 7.2258 | 7.3752 | 7.5263 | 7.6791 | 7.8337 | 7.9901 | 8.1483 | 8.3082 | #N/A
[26 empty] | R407C | 20 | 540 | #N/A | #N/A | #N/A | #N/A | #N/A | #N/A | #N/A | #N/A | #N/A | #N/A | #N/A | #N/A | #N/A | #N/A | #N/A | #N/A | #N/A | #N/A | #N/A | #N/A | 3.2361 | 3.3382 | 3.4413 | 3.5456 | 3.651 | 3.7577 | 3.8655 | 3.9746 | 4.0851 | 4.1968 | 4.3098 | 4.4242 | 4.54 | 4.6571 | 4.7756 | 4.8956 | 5.017 | 5.1399 | 5.2642 | 5.39 | 5.5173 | 5.6462 | 5.7766 | 5.9085 | 6.0421 | 6.1772 | 6.3139 | 6.4522 | 6.5921 | 6.7337 | 6.877 | 7.0219 | 7.1686 | 7.3169 | 7.467 | 7.6188 | 7.7723 | 7.9276 | 8.0847 | 8.2436 | 8.4043
[26 empty] | R407C | 21 | 541 | #N/A | #N/A | #N/A | #N/A | #N/A | #N/A | #N/A | #N/A | #N/A | #N/A | #N/A | #N/A | #N/A | #N/A | #N/A | #N/A | #N/A | #N/A | #N/A | #N/A | 3.2076 | 3.3088 | 3.4111 | 3.5146 | 3.6192 | 3.7251 | 3.832 | 3.9404 | 4.0499 | 4.1608 | 4.273 | 4.3865 | 4.5014 | 4.6177 | 4.7353 | 4.8544 | 4.9749 | 5.0969 | 5.2203 | 5.3452 | 5.4716 | 5.5996 | 5.729 | 5.86 | 5.9926 | 6.1267 | 6.2625 | 6.3998 | 6.5388 | 6.6794 | 6.8216 | 6.9655 | 7.1112 | 7.2585 | 7.4075 | 7.5582 | 7.7107 | 7.8649 | 8.021 | 8.1788 | 8.3384
[26 empty] | R407C | 22 | 542 | #N/A | #N/A | #N/A | #N/A | #N/A | #N/A | #N/A | #N/A | #N/A | #N/A | #N/A | #N/A | #N/A | #N/A | #N/A | #N/A | #N/A | #N/A | #N/A | #N/A | 3.1789 | 3.2793 | 3.3808 | 3.4835 | 3.5873 | 3.6923 | 3.7985 | 3.9059 | 4.0147 | 4.1247 | 4.236 | 4.3487 | 4.4627 | 4.5781 | 4.6949 | 4.8131 | 4.9327 | 5.0538 | 5.1763 | 5.3003 | 5.4258 | 5.5527 | 5.6813 | 5.8113 | 5.9429 | 6.0761 | 6.2109 | 6.3472 | 6.4852 | 6.6248 | 6.766 | 6.909 | 7.0535 | 7.1998 | 7.3478 | 7.4975 | 7.6489 | 7.802 | 7.957 | 8.1137 | 8.2722
[26 empty] | R407C | 23 | 543 | #N/A | #N/A | #N/A | #N/A | #N/A | #N/A | #N/A | #N/A | #N/A | #N/A | #N/A | #N/A | #N/A | #N/A | #N/A | #N/A | #N/A | #N/A | #N/A | #N/A | 3.1501 | 3.2497 | 3.3504 | 3.4523 | 3.5553 | 3.6594 | 3.7648 | 3.8714 | 3.9793 | 4.0885 | 4.199 | 4.3108 | 4.4239 | 4.5384 | 4.6543 | 4.7716 | 4.8903 | 5.0105 | 5.1321 | 5.2552 | 5.3797 | 5.5058 | 5.6333 | 5.7624 | 5.8931 | 6.0253 | 6.1591 | 6.2945 | 6.4314 | 6.57 | 6.7103 | 6.8522 | 6.9957 | 7.1409 | 7.2879 | 7.4365 | 7.5868 | 7.7389 | 7.8928 | 8.0484 | 8.2058
[26 empty] | R407C | 24 | 544 | #N/A | #N/A | #N/A | #N/A | #N/A | #N/A | #N/A | #N/A | #N/A | #N/A | #N/A | #N/A | #N/A | #N/A | #N/A | #N/A | #N/A | #N/A | #N/A | #N/A | 3.1212 | 3.22 | 3.3199 | 3.4209 | 3.5231 | 3.6265 | 3.7309 | 3.8367 | 3.9438 | 4.0521 | 4.1617 | 4.2727 | 4.3849 | 4.4986 | 4.6136 | 4.73 | 4.8478 | 4.967 | 5.0877 | 5.2099 | 5.3335 | 5.4586 | 5.5852 | 5.7134 | 5.8431 | 5.9743 | 6.1071 | 6.2415 | 6.3775 | 6.5151 | 6.6543 | 6.7952 | 6.9377 | 7.0818 | 7.2277 | 7.3753 | 7.5246 | 7.6756 | 7.8283 | 7.9828 | 8.1391
[26 empty] | R407C | 25 | 545 | #N/A | #N/A | #N/A | #N/A | #N/A | #N/A | #N/A | #N/A | #N/A | #N/A | #N/A | #N/A | #N/A | #N/A | #N/A | #N/A | #N/A | #N/A | #N/A | #N/A | 3.0922 | 3.1902 | 3.2893 | 3.3895 | 3.4908 | 3.5934 | 3.697 | 3.8019 | 3.9081 | 4.0156 | 4.1244 | 4.2344 | 4.3458 | 4.4586 | 4.5727 | 4.6882 | 4.8051 | 4.9235 | 5.0432 | 5.1644 | 5.2871 | 5.4113 | 5.537 | 5.6642 | 5.7929 | 5.9231 | 6.055 | 6.1883 | 6.3233 | 6.4599 | 6.5981 | 6.7379 | 6.8794 | 7.0226 | 7.1674 | 7.3139 | 7.4621 | 7.612 | 7.7636 | 7.917 | 8.0722
[26 empty] | R407C | 26 | 546 | #N/A | #N/A | #N/A | #N/A | #N/A | #N/A | #N/A | #N/A | #N/A | #N/A | #N/A | #N/A | #N/A | #N/A | #N/A | #N/A | #N/A | #N/A | #N/A | #N/A | 3.0631 | 3.1603 | 3.2585 | 3.3579 | 3.4584 | 3.5601 | 3.6629 | 3.767 | 3.8724 | 3.979 | 4.0869 | 4.1961 | 4.3066 | 4.4184 | 4.5317 | 4.6463 | 4.7623 | 4.8797 | 4.9985 | 5.1188 | 5.2406 | 5.3638 | 5.4885 | 5.6147 | 5.7425 | 5.8718 | 6.0026 | 6.135 | 6.269 | 6.4045 | 6.5417 | 6.6805 | 6.8209 | 6.963 | 7.1068 | 7.2522 | 7.3993 | 7.5482 | 7.6987 | 7.851 | 8.0051
[26 empty] | R407C | 27 | 547 | #N/A | #N/A | #N/A | #N/A | #N/A | #N/A | #N/A | #N/A | #N/A | #N/A | #N/A | #N/A | #N/A | #N/A | #N/A | #N/A | #N/A | #N/A | #N/A | #N/A | 3.0339 | 3.1302 | 3.2277 | 3.3262 | 3.4259 | 3.5268 | 3.6287 | 3.732 | 3.8365 | 3.9422 | 4.0492 | 4.1575 | 4.2672 | 4.3782 | 4.4905 | 4.6042 | 4.7193 | 4.8358 | 4.9537 | 5.073 | 5.1938 | 5.3161 | 5.4399 | 5.5651 | 5.6919 | 5.8202 | 5.95 | 6.0814 | 6.2144 | 6.349 | 6.4851 | 6.6229 | 6.7622 | 6.9033 | 7.046 | 7.1903 | 7.3364 | 7.4841 | 7.6335 | 7.7847 | 7.9376
[26 empty] | R407C | 28 | 548 | #N/A | #N/A | #N/A | #N/A | #N/A | #N/A | #N/A | #N/A | #N/A | #N/A | #N/A | #N/A | #N/A | #N/A | #N/A | #N/A | #N/A | #N/A | #N/A | #N/A | 3.0046 | 3.1001 | 3.1967 | 3.2944 | 3.3933 | 3.4933 | 3.5944 | 3.6968 | 3.8004 | 3.9053 | 4.0114 | 4.1189 | 4.2276 | 4.3377 | 4.4491 | 4.5619 | 4.6761 | 4.7917 | 4.9087 | 5.0271 | 5.1469 | 5.2683 | 5.3911 | 5.5153 | 5.6411 | 5.7684 | 5.8973 | 6.0277 | 6.1596 | 6.2932 | 6.4283 | 6.565 | 6.7033 | 6.8433 | 6.9849 | 7.1282 | 7.2731 | 7.4198 | 7.5681 | 7.7182 | 7.87
[26 empty] | R407C | 29 | 549 | #N/A | #N/A | #N/A | #N/A | #N/A | #N/A | #N/A | #N/A | #N/A | #N/A | #N/A | #N/A | #N/A | #N/A | #N/A | #N/A | #N/A | #N/A | #N/A | #N/A | 2.9751 | 3.0698 | 3.1656 | 3.2625 | 3.3605 | 3.4597 | 3.5599 | 3.6615 | 3.7642 | 3.8682 | 3.9735 | 4.08 | 4.1879 | 4.2971 | 4.4076 | 4.5195 | 4.6328 | 4.7474 | 4.8635 | 4.9809 | 5.0998 | 5.2202 | 5.342 | 5.4653 | 5.5902 | 5.7165 | 5.8443 | 5.9737 | 6.1046 | 6.2371 | 6.3712 | 6.5069 | 6.6442 | 6.7831 | 6.9236 | 7.0658 | 7.2097 | 7.3552 | 7.5024 | 7.6514 | 7.802
[26 empty] | R407C | 30 | 550 | #N/A | #N/A | #N/A | #N/A | #N/A | #N/A | #N/A | #N/A | #N/A | #N/A | #N/A | #N/A | #N/A | #N/A | #N/A | #N/A | #N/A | #N/A | #N/A | #N/A | 2.9455 | 3.0394 | 3.1344 | 3.2304 | 3.3276 | 3.4259 | 3.5253 | 3.626 | 3.7279 | 3.831 | 3.9354 | 4.0411 | 4.148 | 4.2563 | 4.3659 | 4.4769 | 4.5892 | 4.703 | 4.8181 | 4.9346 | 5.0526 | 5.172 | 5.2928 | 5.4151 | 5.539 | 5.6643 | 5.7911 | 5.9195 | 6.0494 | 6.1809 | 6.3139 | 6.4485 | 6.5848 | 6.7226 | 6.8621 | 7.0032 | 7.1459 | 7.2904 | 7.4365 | 7.5843 | 7.7338
[26 empty] | R407C | 31 | 551 | #N/A | #N/A | #N/A | #N/A | #N/A | #N/A | #N/A | #N/A | #N/A | #N/A | #N/A | #N/A | #N/A | #N/A | #N/A | #N/A | #N/A | #N/A | #N/A | #N/A | 2.9159 | 3.0089 | 3.103 | 3.1982 | 3.2945 | 3.392 | 3.4905 | 3.5904 | 3.6914 | 3.7936 | 3.8971 | 4.0019 | 4.108 | 4.2154 | 4.3241 | 4.4341 | 4.5455 | 4.6583 | 4.7725 | 4.8881 | 5.0051 | 5.1235 | 5.2434 | 5.3647 | 5.4876 | 5.6119 | 5.7377 | 5.8651 | 5.994 | 6.1244 | 6.2564 | 6.39 | 6.5251 | 6.6619 | 6.8003 | 6.9403 | 7.082 | 7.2253 | 7.3703 | 7.5169 | 7.6653
[26 empty] | R407C | 32 | 552 | #N/A | #N/A | #N/A | #N/A | #N/A | #N/A | #N/A | #N/A | #N/A | #N/A | #N/A | #N/A | #N/A | #N/A | #N/A | #N/A | #N/A | #N/A | #N/A | #N/A | 2.886 | 2.9783 | 3.0715 | 3.1659 | 3.2613 | 3.358 | 3.4556 | 3.5546 | 3.6547 | 3.7561 | 3.8587 | 3.9626 | 4.0678 | 4.1743 | 4.282 | 4.3912 | 4.5016 | 4.6135 | 4.7267 | 4.8413 | 4.9574 | 5.0749 | 5.1938 | 5.3141 | 5.436 | 5.5593 | 5.6841 | 5.8104 | 5.9383 | 6.0677 | 6.1986 | 6.3311 | 6.4652 | 6.6009 | 6.7382 | 6.8771 | 7.0177 | 7.1599 | 7.3038 | 7.4493 | 7.5965
[26 empty] | R407C | 33 | 553 | #N/A | #N/A | #N/A | #N/A | #N/A | #N/A | #N/A | #N/A | #N/A | #N/A | #N/A | #N/A | #N/A | #N/A | #N/A | #N/A | #N/A | #N/A | #N/A | #N/A | 2.8561 | 2.9475 | 3.0399 | 3.1334 | 3.228 | 3.3238 | 3.4206 | 3.5187 | 3.6179 | 3.7184 | 3.8202 | 3.9231 | 4.0274 | 4.133 | 4.2398 | 4.348 | 4.4576 | 4.5685 | 4.6808 | 4.7944 | 4.9095 | 5.026 | 5.1439 | 5.2633 | 5.3841 | 5.5064 | 5.6302 | 5.7555 | 5.8824 | 6.0107 | 6.1406 | 6.2721 | 6.4051 | 6.5397 | 6.6759 | 6.8137 | 6.9532 | 7.0942 | 7.237 | 7.3814 | 7.5274
[26 empty] | R407C | 34 | 554 | #N/A | #N/A | #N/A | #N/A | #N/A | #N/A | #N/A | #N/A | #N/A | #N/A | #N/A | #N/A | #N/A | #N/A | #N/A | #N/A | #N/A | #N/A | #N/A | #N/A | 2.826 | 2.9166 | 3.0081 | 3.1008 | 3.1945 | 3.2894 | 3.3854 | 3.4826 | 3.581 | 3.6806 | 3.7814 | 3.8835 | 3.9869 | 4.0915 | 4.1974 | 4.3047 | 4.4133 | 4.5233 | 4.6346 | 4.7473 | 4.8614 | 4.9769 | 5.0939 | 5.2122 | 5.3321 | 5.4534 | 5.5761 | 5.7004 | 5.8262 | 5.9535 | 6.0823 | 6.2127 | 6.3447 | 6.4782 | 6.6133 | 6.75 | 6.8883 | 7.0283 | 7.1699 | 7.3131 | 7.4581
[26 empty] | R407C | 35 | 555 | #N/A | #N/A | #N/A | #N/A | #N/A | #N/A | #N/A | #N/A | #N/A | #N/A | #N/A | #N/A | #N/A | #N/A | #N/A | #N/A | #N/A | #N/A | #N/A | #N/A | 2.7958 | 2.8855 | 2.9762 | 3.068 | 3.1609 | 3.2549 | 3.35 | 3.4463 | 3.5438 | 3.6426 | 3.7425 | 3.8437 | 3.9461 | 4.0498 | 4.1549 | 4.2612 | 4.3688 | 4.4779 | 4.5882 | 4.7 | 4.8131 | 4.9276 | 5.0436 | 5.1609 | 5.2798 | 5.4001 | 5.5218 | 5.6451 | 5.7698 | 5.896 | 6.0238 | 6.1531 | 6.284 | 6.4164 | 6.5504 | 6.686 | 6.8232 | 6.9621 | 7.1025 | 7.2446 | 7.3884
[26 empty] | R407C | 36 | 556 | #N/A | #N/A | #N/A | #N/A | #N/A | #N/A | #N/A | #N/A | #N/A | #N/A | #N/A | #N/A | #N/A | #N/A | #N/A | #N/A | #N/A | #N/A | #N/A | #N/A | 2.7655 | 2.8543 | 2.9442 | 3.0351 | 3.1272 | 3.2203 | 3.3145 | 3.4099 | 3.5065 | 3.6044 | 3.7034 | 3.8037 | 3.9052 | 4.008 | 4.1121 | 4.2175 | 4.3242 | 4.4322 | 4.5416 | 4.6524 | 4.7646 | 4.8781 | 4.9931 | 5.1094 | 5.2272 | 5.3465 | 5.4672 | 5.5894 | 5.7131 | 5.8383 | 5.965 | 6.0933 | 6.223 | 6.3544 | 6.4873 | 6.6218 | 6.7578 | 6.8955 | 7.0348 | 7.1758 | 7.3183
[26 empty] | R407C | 37 | 557 | #N/A | #N/A | #N/A | #N/A | #N/A | #N/A | #N/A | #N/A | #N/A | #N/A | #N/A | #N/A | #N/A | #N/A | #N/A | #N/A | #N/A | #N/A | #N/A | #N/A | 2.735 | 2.823 | 2.912 | 3.0021 | 3.0932 | 3.1855 | 3.2788 | 3.3734 | 3.4691 | 3.566 | 3.6641 | 3.7635 | 3.8641 | 3.9659 | 4.0691 | 4.1735 | 4.2793 | 4.3864 | 4.4948 | 4.6046 | 4.7158 | 4.8283 | 4.9423 | 5.0577 | 5.1745 | 5.2927 | 5.4124 | 5.5335 | 5.6562 | 5.7803 | 5.9059 | 6.0331 | 6.1618 | 6.292 | 6.4238 | 6.5572 | 6.6921 | 6.8287 | 6.9668 | 7.1066 | 7.248
[26 empty] | R407C | 38 | 558 | #N/A | #N/A | #N/A | #N/A | #N/A | #N/A | #N/A | #N/A | #N/A | #N/A | #N/A | #N/A | #N/A | #N/A | #N/A | #N/A | #N/A | #N/A | #N/A | #N/A | 2.7044 | 2.7915 | 2.8796 | 2.9688 | 3.0591 | 3.1505 | 3.243 | 3.3366 | 3.4314 | 3.5274 | 3.6246 | 3.7231 | 3.8228 | 3.9237 | 4.0259 | 4.1294 | 4.2342 | 4.3403 | 4.4478 | 4.5566 | 4.6668 | 4.7784 | 4.8913 | 5.0057 | 5.1214 | 5.2386 | 5.3573 | 5.4774 | 5.599 | 5.722 | 5.8466 | 5.9727 | 6.1003 | 6.2294 | 6.3601 | 6.4923 | 6.6261 | 6.7615 | 6.8985 | 7.0371 | 7.1773
[26 empty] | R407C | 39 | 559 | #N/A | #N/A | #N/A | #N/A | #N/A | #N/A | #N/A | #N/A | #N/A | #N/A | #N/A | #N/A | #N/A | #N/A | #N/A | #N/A | #N/A | #N/A | #N/A | #N/A | 2.6736 | 2.7598 | 2.8471 | 2.9355 | 3.0249 | 3.1154 | 3.2069 | 3.2997 | 3.3936 | 3.4887 | 3.585 | 3.6825 | 3.7812 | 3.8812 | 3.9825 | 4.0851 | 4.1889 | 4.2941 | 4.4006 | 4.5084 | 4.6176 | 4.7281 | 4.8401 | 4.9534 | 5.0681 | 5.1843 | 5.3019 | 5.421 | 5.5415 | 5.6635 | 5.787 | 5.9119 | 6.0384 | 6.1664 | 6.296 | 6.4271 | 6.5598 | 6.694 | 6.8298 | 6.9673 | 7.1063
[26 empty] | R407C | 40 | 560 | #N/A | #N/A | #N/A | #N/A | #N/A | #N/A | #N/A | #N/A | #N/A | #N/A | #N/A | #N/A | #N/A | #N/A | #N/A | #N/A | #N/A | #N/A | #N/A | #N/A | 2.6427 | 2.728 | 2.8145 | 2.9019 | 2.9904 | 3.08 | 3.1707 | 3.2626 | 3.3556 | 3.4498 | 3.5451 | 3.6417 | 3.7395 | 3.8386 | 3.9389 | 4.0405 | 4.1434 | 4.2476 | 4.3531 | 4.4599 | 4.5681 | 4.6776 | 4.7886 | 4.9009 | 5.0146 | 5.1297 | 5.2463 | 5.3643 | 5.4837 | 5.6046 | 5.727 | 5.8509 | 5.9763 | 6.1032 | 6.2316 | 6.3616 | 6.4931 | 6.6262 | 6.7608 | 6.8971 | 7.0349
[26 empty] | R407C | 41 | 561 | #N/A | #N/A | #N/A | #N/A | #N/A | #N/A | #N/A | #N/A | #N/A | #N/A | #N/A | #N/A | #N/A | #N/A | #N/A | #N/A | #N/A | #N/A | #N/A | #N/A | 2.6116 | 2.6961 | 2.7816 | 2.8682 | 2.9558 | 3.0445 | 3.1343 | 3.2253 | 3.3174 | 3.4106 | 3.5051 | 3.6007 | 3.6976 | 3.7957 | 3.8951 | 3.9957 | 4.0976 | 4.2008 | 4.3053 | 4.4112 | 4.5184 | 4.6269 | 4.7368 | 4.8481 | 4.9608 | 5.0748 | 5.1903 | 5.3073 | 5.4256 | 5.5455 | 5.6668 | 5.7895 | 5.9138 | 6.0396 | 6.1669 | 6.2957 | 6.4261 | 6.558 | 6.6915 | 6.8265 | 6.9632
[26 empty] | R407C | 42 | 562 | #N/A | #N/A | #N/A | #N/A | #N/A | #N/A | #N/A | #N/A | #N/A | #N/A | #N/A | #N/A | #N/A | #N/A | #N/A | #N/A | #N/A | #N/A | #N/A | #N/A | 2.5803 | 2.664 | 2.7486 | 2.8343 | 2.921 | 3.0089 | 3.0977 | 3.1878 | 3.2789 | 3.3713 | 3.4648 | 3.5595 | 3.6554 | 3.7526 | 3.851 | 3.9507 | 4.0516 | 4.1538 | 4.2573 | 4.3622 | 4.4684 | 4.5759 | 4.6848 | 4.795 | 4.9067 | 5.0197 | 5.1341 | 5.25 | 5.3673 | 5.486 | 5.6062 | 5.7279 | 5.851 | 5.9757 | 6.1018 | 6.2295 | 6.3587 | 6.4894 | 6.6217 | 6.7556 | 6.8911
[26 empty] | R407C | 43 | 563 | #N/A | #N/A | #N/A | #N/A | #N/A | #N/A | #N/A | #N/A | #N/A | #N/A | #N/A | #N/A | #N/A | #N/A | #N/A | #N/A | #N/A | #N/A | #N/A | #N/A | 2.5489 | 2.6317 | 2.7154 | 2.8002 | 2.8861 | 2.973 | 3.0609 | 3.1501 | 3.2403 | 3.3317 | 3.4243 | 3.5181 | 3.6131 | 3.7093 | 3.8067 | 3.9054 | 4.0053 | 4.1066 | 4.2091 | 4.313 | 4.4181 | 4.5246 | 4.6325 | 4.7417 | 4.8523 | 4.9642 | 5.0776 | 5.1924 | 5.3086 | 5.4262 | 5.5453 | 5.6659 | 5.7879 | 5.9114 | 6.0364 | 6.1629 | 6.291 | 6.4205 | 6.5516 | 6.6843 | 6.8186
[26 empty] | R407C | 44 | 564 | #N/A | #N/A | #N/A | #N/A | #N/A | #N/A | #N/A | #N/A | #N/A | #N/A | #N/A | #N/A | #N/A | #N/A | #N/A | #N/A | #N/A | #N/A | #N/A | #N/A | 2.5173 | 2.5992 | 2.682 | 2.7659 | 2.8509 | 2.9369 | 3.0239 | 3.1121 | 3.2015 | 3.292 | 3.3836 | 3.4764 | 3.5705 | 3.6657 | 3.7622 | 3.8599 | 3.9588 | 4.0591 | 4.1606 | 4.2634 | 4.3676 | 4.4731 | 4.5799 | 4.688 | 4.7976 | 4.9085 | 5.0208 | 5.1345 | 5.2496 | 5.3661 | 5.4841 | 5.6035 | 5.7244 | 5.8468 | 5.9706 | 6.096 | 6.2229 | 6.3512 | 6.4812 | 6.6126 | 6.7457
[26 empty] | R407C | 45 | 565 | #N/A | #N/A | #N/A | #N/A | #N/A | #N/A | #N/A | #N/A | #N/A | #N/A | #N/A | #N/A | #N/A | #N/A | #N/A | #N/A | #N/A | #N/A | #N/A | #N/A | 2.4855 | 2.5665 | 2.6485 | 2.7315 | 2.8155 | 2.9006 | 2.9867 | 3.074 | 3.1624 | 3.252 | 3.3427 | 3.4345 | 3.5276 | 3.6219 | 3.7174 | 3.8141 | 3.9121 | 4.0113 | 4.1118 | 4.2136 | 4.3168 | 4.4212 | 4.527 | 4.6341 | 4.7425 | 4.8524 | 4.9636 | 5.0762 | 5.1902 | 5.3057 | 5.4225 | 5.5408 | 5.6606 | 5.7818 | 5.9045 | 6.0287 | 6.1544 | 6.2816 | 6.4103 | 6.5406 | 6.6724
[26 empty] | R407C | 46 | 566 | #N/A | #N/A | #N/A | #N/A | #N/A | #N/A | #N/A | #N/A | #N/A | #N/A | #N/A | #N/A | #N/A | #N/A | #N/A | #N/A | #N/A | #N/A | #N/A | #N/A | 2.4536 | 2.5337 | 2.6147 | 2.6968 | 2.78 | 2.8641 | 2.9493 | 3.0357 | 3.1231 | 3.2117 | 3.3015 | 3.3924 | 3.4845 | 3.5778 | 3.6723 | 3.768 | 3.865 | 3.9633 | 4.0628 | 4.1636 | 4.2656 | 4.369 | 4.4738 | 4.5798 | 4.6872 | 4.796 | 4.9061 | 5.0176 | 5.1305 | 5.2449 | 5.3606 | 5.4778 | 5.5964 | 5.7165 | 5.838 | 5.961 | 6.0855 | 6.2115 | 6.339 | 6.468 | 6.5986
[26 empty] | R407C | 47 | 567 | #N/A | #N/A | #N/A | #N/A | #N/A | #N/A | #N/A | #N/A | #N/A | #N/A | #N/A | #N/A | #N/A | #N/A | #N/A | #N/A | #N/A | #N/A | #N/A | #N/A | 2.4214 | 2.5006 | 2.5808 | 2.662 | 2.7442 | 2.8274 | 2.9117 | 2.9971 | 3.0836 | 3.1713 | 3.2601 | 3.35 | 3.4411 | 3.5335 | 3.627 | 3.7217 | 3.8177 | 3.9149 | 4.0134 | 4.1132 | 4.2142 | 4.3166 | 4.4202 | 4.5252 | 4.6316 | 4.7392 | 4.8483 | 4.9587 | 5.0705 | 5.1837 | 5.2983 | 5.4143 | 5.5318 | 5.6507 | 5.7711 | 5.8929 | 6.0162 | 6.141 | 6.2673 | 6.3951 | 6.5244
[26 empty] | R407C | 48 | 568 | #N/A | #N/A | #N/A | #N/A | #N/A | #N/A | #N/A | #N/A | #N/A | #N/A | #N/A | #N/A | #N/A | #N/A | #N/A | #N/A | #N/A | #N/A | #N/A | #N/A | 2.3891 | 2.4674 | 2.5466 | 2.6269 | 2.7082 | 2.7905 | 2.8738 | 2.9583 | 3.0439 | 3.1306 | 3.2184 | 3.3074 | 3.3975 | 3.4888 | 3.5814 | 3.6751 | 3.7701 | 3.8663 | 3.9638 | 4.0625 | 4.1625 | 4.2638 | 4.3664 | 4.4703 | 4.5756 | 4.6822 | 4.7901 | 4.8994 | 5.0101 | 5.1222 | 5.2356 | 5.3505 | 5.4668 | 5.5846 | 5.7037 | 5.8244 | 5.9465 | 6.0701 | 6.1951 | 6.3217 | 6.4498
[26 empty] | R407C | 49 | 569 | #N/A | #N/A | #N/A | #N/A | #N/A | #N/A | #N/A | #N/A | #N/A | #N/A | #N/A | #N/A | #N/A | #N/A | #N/A | #N/A | #N/A | #N/A | #N/A | #N/A | 2.3565 | 2.4339 | 2.5122 | 2.5916 | 2.6719 | 2.7533 | 2.8357 | 2.9192 | 3.0039 | 3.0896 | 3.1765 | 3.2645 | 3.3536 | 3.444 | 3.5355 | 3.6282 | 3.7222 | 3.8174 | 3.9138 | 4.0115 | 4.1104 | 4.2107 | 4.3122 | 4.4151 | 4.5192 | 4.6247 | 4.7316 | 4.8398 | 4.9493 | 5.0602 | 5.1726 | 5.2863 | 5.4014 | 5.518 | 5.636 | 5.7554 | 5.8763 | 5.9987 | 6.1225 | 6.2479 | 6.3747
[26 empty] | R407C | 50 | 570 | #N/A | #N/A | #N/A | #N/A | #N/A | #N/A | #N/A | #N/A | #N/A | #N/A | #N/A | #N/A | #N/A | #N/A | #N/A | #N/A | #N/A | #N/A | #N/A | #N/A | 2.3238 | 2.4002 | 2.4776 | 2.5561 | 2.6355 | 2.7159 | 2.7974 | 2.8799 | 2.9636 | 3.0484 | 3.1342 | 3.2213 | 3.3094 | 3.3988 | 3.4893 | 3.581 | 3.674 | 3.7681 | 3.8635 | 3.9601 | 4.058 | 4.1572 | 4.2577 | 4.3594 | 4.4625 | 4.5669 | 4.6726 | 4.7797 | 4.8881 | 4.9979 | 5.1091 | 5.2217 | 5.3356 | 5.451 | 5.5678 | 5.686 | 5.8057 | 5.9269 | 6.0495 | 6.1735 | 6.2991
[26 empty] | R407C | 51 | 571 | #N/A | #N/A | #N/A | #N/A | #N/A | #N/A | #N/A | #N/A | #N/A | #N/A | #N/A | #N/A | #N/A | #N/A | #N/A | #N/A | #N/A | #N/A | #N/A | #N/A | 2.2908 | 2.3663 | 2.4428 | 2.5203 | 2.5988 | 2.6783 | 2.7588 | 2.8404 | 2.9231 | 3.0068 | 3.0917 | 3.1778 | 3.265 | 3.3533 | 3.4428 | 3.5335 | 3.6254 | 3.7185 | 3.8129 | 3.9085 | 4.0053 | 4.1034 | 4.2028 | 4.3034 | 4.4054 | 4.5087 | 4.6133 | 4.7192 | 4.8265 | 4.9352 | 5.0452 | 5.1566 | 5.2694 | 5.3836 | 5.4992 | 5.6162 | 5.7346 | 5.8545 | 5.9759 | 6.0987 | 6.223
[26 empty] | R407C | 52 | 572 | #N/A | #N/A | #N/A | #N/A | #N/A | #N/A | #N/A | #N/A | #N/A | #N/A | #N/A | #N/A | #N/A | #N/A | #N/A | #N/A | #N/A | #N/A | #N/A | #N/A | 2.2576 | 2.3322 | 2.4077 | 2.4843 | 2.5618 | 2.6404 | 2.7199 | 2.8005 | 2.8822 | 2.965 | 3.049 | 3.134 | 3.2202 | 3.3075 | 3.396 | 3.4857 | 3.5765 | 3.6686 | 3.7619 | 3.8564 | 3.9522 | 4.0492 | 4.1475 | 4.2471 | 4.3479 | 4.4501 | 4.5536 | 4.6584 | 4.7645 | 4.872 | 4.9808 | 5.0911 | 5.2027 | 5.3156 | 5.43 | 5.5458 | 5.6631 | 5.7817 | 5.9018 | 6.0234 | 6.1464
[26 empty] | R407C | 53 | 573 | #N/A | #N/A | #N/A | #N/A | #N/A | #N/A | #N/A | #N/A | #N/A | #N/A | #N/A | #N/A | #N/A | #N/A | #N/A | #N/A | #N/A | #N/A | #N/A | #N/A | 2.2241 | 2.2978 | 2.3724 | 2.448 | 2.5246 | 2.6022 | 2.6807 | 2.7604 | 2.8411 | 2.9229 | 3.0059 | 3.0899 | 3.1751 | 3.2614 | 3.3488 | 3.4375 | 3.5273 | 3.6183 | 3.7105 | 3.804 | 3.8987 | 3.9946 | 4.0918 | 4.1903 | 4.29 | 4.3911 | 4.4934 | 4.5971 | 4.702 | 4.8084 | 4.916 | 5.0251 | 5.1355 | 5.2472 | 5.3604 | 5.475 | 5.591 | 5.7084 | 5.8272 | 5.9475 | 6.0692
[26 empty] | R407C | 54 | 574 | #N/A | #N/A | #N/A | #N/A | #N/A | #N/A | #N/A | #N/A | #N/A | #N/A | #N/A | #N/A | #N/A | #N/A | #N/A | #N/A | #N/A | #N/A | #N/A | #N/A | 2.1904 | 2.2632 | 2.3368 | 2.4114 | 2.4871 | 2.5637 | 2.6413 | 2.72 | 2.7997 | 2.8805 | 2.9625 | 3.0455 | 3.1296 | 3.2149 | 3.3013 | 3.3889 | 3.4777 | 3.5676 | 3.6588 | 3.7512 | 3.8448 | 3.9396 | 4.0357 | 4.1331 | 4.2317 | 4.3316 | 4.4328 | 4.5353 | 4.6391 | 4.7443 | 4.8507 | 4.9586 | 5.0678 | 5.1783 | 5.2903 | 5.4036 | 5.5183 | 5.6345 | 5.752 | 5.871 | 5.9915
[26 empty] | R407C | 55 | 575 | #N/A | #N/A | #N/A | #N/A | #N/A | #N/A | #N/A | #N/A | #N/A | #N/A | #N/A | #N/A | #N/A | #N/A | #N/A | #N/A | #N/A | #N/A | #N/A | #N/A | 2.1565 | 2.2282 | 2.301 | 2.3746 | 2.4493 | 2.5249 | 2.6015 | 2.6792 | 2.758 | 2.8378 | 2.9187 | 3.0007 | 3.0838 | 3.1681 | 3.2535 | 3.34 | 3.4277 | 3.5166 | 3.6067 | 3.698 | 3.7905 | 3.8842 | 3.9792 | 4.0754 | 4.1729 | 4.2717 | 4.3717 | 4.4731 | 4.5757 | 4.6797 | 4.785 | 4.8916 | 4.9996 | 5.1089 | 5.2196 | 5.3317 | 5.4451 | 5.56 | 5.6763 | 5.794 | 5.9131
[26 empty] | R407C | 56 | 576 | #N/A | #N/A | #N/A | #N/A | #N/A | #N/A | #N/A | #N/A | #N/A | #N/A | #N/A | #N/A | #N/A | #N/A | #N/A | #N/A | #N/A | #N/A | #N/A | #N/A | 2.1223 | 2.1931 | 2.2648 | 2.3375 | 2.4112 | 2.4858 | 2.5615 | 2.6382 | 2.7159 | 2.7947 | 2.8746 | 2.9556 | 3.0377 | 3.1209 | 3.2052 | 3.2907 | 3.3773 | 3.4651 | 3.5541 | 3.6443 | 3.7357 | 3.8284 | 3.9222 | 4.0173 | 4.1136 | 4.2113 | 4.3101 | 4.4103 | 4.5118 | 4.6145 | 4.7186 | 4.824 | 4.9308 | 5.0389 | 5.1484 | 5.2592 | 5.3714 | 5.485 | 5.6 | 5.7164 | 5.8342
[26 empty] | R407C | 57 | 577 | #N/A | #N/A | #N/A | #N/A | #N/A | #N/A | #N/A | #N/A | #N/A | #N/A | #N/A | #N/A | #N/A | #N/A | #N/A | #N/A | #N/A | #N/A | #N/A | #N/A | 2.0877 | 2.1576 | 2.2284 | 2.3001 | 2.3728 | 2.4464 | 2.5211 | 2.5968 | 2.6735 | 2.7513 | 2.8301 | 2.9101 | 2.9911 | 3.0733 | 3.1565 | 3.241 | 3.3265 | 3.4133 | 3.5012 | 3.5902 | 3.6805 | 3.772 | 3.8648 | 3.9587 | 4.0539 | 4.1504 | 4.2481 | 4.3471 | 4.4473 | 4.5489 | 4.6518 | 4.756 | 4.8615 | 4.9683 | 5.0765 | 5.1861 | 5.297 | 5.4093 | 5.523 | 5.6381 | 5.7545
[26 empty] | R407C | 58 | 578 | #N/A | #N/A | #N/A | #N/A | #N/A | #N/A | #N/A | #N/A | #N/A | #N/A | #N/A | #N/A | #N/A | #N/A | #N/A | #N/A | #N/A | #N/A | #N/A | #N/A | 2.0529 | 2.1218 | 2.1916 | 2.2623 | 2.334 | 2.4067 | 2.4803 | 2.555 | 2.6307 | 2.7075 | 2.7853 | 2.8642 | 2.9442 | 3.0253 | 3.1075 | 3.1908 | 3.2753 | 3.3609 | 3.4477 | 3.5357 | 3.6249 | 3.7152 | 3.8068 | 3.8996 | 3.9936 | 4.0889 | 4.1854 | 4.2832 | 4.3823 | 4.4827 | 4.5843 | 4.6873 | 4.7915 | 4.8971 | 5.0041 | 5.1123 | 5.222 | 5.333 | 5.4453 | 5.5591 | 5.6742
[26 empty] | R407C | 59 | 579 | #N/A | #N/A | #N/A | #N/A | #N/A | #N/A | #N/A | #N/A | #N/A | #N/A | #N/A | #N/A | #N/A | #N/A | #N/A | #N/A | #N/A | #N/A | #N/A | #N/A | 2.0178 | 2.0857 | 2.1545 | 2.2242 | 2.2949 | 2.3666 | 2.4392 | 2.5128 | 2.5875 | 2.6633 | 2.74 | 2.8179 | 2.8968 | 2.9768 | 3.0579 | 3.1402 | 3.2236 | 3.3081 | 3.3938 | 3.4806 | 3.5687 | 3.6579 | 3.7483 | 3.84 | 3.9328 | 4.0269 | 4.1223 | 4.2189 | 4.3167 | 4.4158 | 4.5163 | 4.618 | 4.721 | 4.8253 | 4.9309 | 5.0379 | 5.1463 | 5.2559 | 5.367 | 5.4794 | 5.5932
[26 empty] | R407C | 60 | 580 | #N/A | #N/A | #N/A | #N/A | #N/A | #N/A | #N/A | #N/A | #N/A | #N/A | #N/A | #N/A | #N/A | #N/A | #N/A | #N/A | #N/A | #N/A | #N/A | #N/A | 1.9824 | 2.0492 | 2.117 | 2.1858 | 2.2555 | 2.3261 | 2.3977 | 2.4703 | 2.5439 | 2.6186 | 2.6943 | 2.7711 | 2.849 | 2.9279 | 3.008 | 3.0891 | 3.1714 | 3.2548 | 3.3394 | 3.4251 | 3.512 | 3.6 | 3.6893 | 3.7798 | 3.8714 | 3.9643 | 4.0585 | 4.1539 | 4.2505 | 4.3484 | 4.4475 | 4.548 | 4.6497 | 4.7528 | 4.8571 | 4.9628 | 5.0698 | 5.1782 | 5.2879 | 5.3989 | 5.5114
[26 empty] | R407C | 61 | 581 | #N/A | #N/A | #N/A | #N/A | #N/A | #N/A | #N/A | #N/A | #N/A | #N/A | #N/A | #N/A | #N/A | #N/A | #N/A | #N/A | #N/A | #N/A | #N/A | #N/A | 1.9465 | 2.0124 | 2.0792 | 2.1469 | 2.2156 | 2.2852 | 2.3558 | 2.4273 | 2.4999 | 2.5735 | 2.6482 | 2.7239 | 2.8007 | 2.8785 | 2.9575 | 3.0375 | 3.1187 | 3.201 | 3.2844 | 3.369 | 3.4547 | 3.5416 | 3.6297 | 3.719 | 3.8094 | 3.9011 | 3.9941 | 4.0882 | 4.1836 | 4.2802 | 4.3782 | 4.4773 | 4.5778 | 4.6795 | 4.7826 | 4.887 | 4.9926 | 5.0996 | 5.208 | 5.3177 | 5.4287
[26 empty] | R407C | 62 | 582 | #N/A | #N/A | #N/A | #N/A | #N/A | #N/A | #N/A | #N/A | #N/A | #N/A | #N/A | #N/A | #N/A | #N/A | #N/A | #N/A | #N/A | #N/A | #N/A | #N/A | 1.9104 | 1.9752 | 2.041 | 2.1077 | 2.1753 | 2.2439 | 2.3134 | 2.3839 | 2.4555 | 2.528 | 2.6016 | 2.6762 | 2.7519 | 2.8286 | 2.9065 | 2.9854 | 3.0654 | 3.1466 | 3.2288 | 3.3123 | 3.3968 | 3.4825 | 3.5694 | 3.6575 | 3.7468 | 3.8373 | 3.929 | 4.0219 | 4.116 | 4.2114 | 4.308 | 4.4059 | 4.5051 | 4.6055 | 4.7073 | 4.8103 | 4.9146 | 5.0203 | 5.1273 | 5.2356 | 5.3452
[26 empty] | R407C | 63 | 583 | #N/A | #N/A | #N/A | #N/A | #N/A | #N/A | #N/A | #N/A | #N/A | #N/A | #N/A | #N/A | #N/A | #N/A | #N/A | #N/A | #N/A | #N/A | #N/A | #N/A | 1.8738 | 1.9376 | 2.0024 | 2.068 | 2.1346 | 2.2021 | 2.2706 | 2.34 | 2.4105 | 2.482 | 2.5544 | 2.628 | 2.7025 | 2.7782 | 2.8549 | 2.9327 | 3.0116 | 3.0916 | 3.1727 | 3.2549 | 3.3383 | 3.4228 | 3.5085 | 3.5954 | 3.6835 | 3.7727 | 3.8632 | 3.9548 | 4.0477 | 4.1418 | 4.2372 | 4.3338 | 4.4316 | 4.5307 | 4.6311 | 4.7328 | 4.8358 | 4.9401 | 5.0457 | 5.1526 | 5.2608
[26 empty] | R407C | 64 | 584 | #N/A | #N/A | #N/A | #N/A | #N/A | #N/A | #N/A | #N/A | #N/A | #N/A | #N/A | #N/A | #N/A | #N/A | #N/A | #N/A | #N/A | #N/A | #N/A | #N/A | 1.8368 | 1.8996 | 1.9633 | 2.0279 | 2.0934 | 2.1599 | 2.2272 | 2.2956 | 2.365 | 2.4354 | 2.5068 | 2.5792 | 2.6526 | 2.7271 | 2.8027 | 2.8794 | 2.9571 | 3.0359 | 3.1159 | 3.1969 | 3.2791 | 3.3625 | 3.4469 | 3.5326 | 3.6194 | 3.7074 | 3.7966 | 3.887 | 3.9786 | 4.0714 | 4.1655 | 4.2607 | 4.3573 | 4.4551 | 4.5541 | 4.6544 | 4.756 | 4.8589 | 4.9631 | 5.0686 | 5.1754
[26 empty] | R407C | 65 | 585 | #N/A | #N/A | #N/A | #N/A | #N/A | #N/A | #N/A | #N/A | #N/A | #N/A | #N/A | #N/A | #N/A | #N/A | #N/A | #N/A | #N/A | #N/A | #N/A | #N/A | 1.7993 | 1.8611 | 1.9237 | 1.9873 | 2.0517 | 2.1171 | 2.1834 | 2.2507 | 2.319 | 2.3882 | 2.4585 | 2.5298 | 2.6021 | 2.6755 | 2.7499 | 2.8254 | 2.9019 | 2.9796 | 3.0583 | 3.1382 | 3.2192 | 3.3013 | 3.3846 | 3.469 | 3.5545 | 3.6413 | 3.7292 | 3.8183 | 3.9086 | 4.0001 | 4.0929 | 4.1868 | 4.282 | 4.3784 | 4.4761 | 4.5751 | 4.6753 | 4.7768 | 4.8796 | 4.9836 | 5.089
[26 empty] | R410A | -50 | 590 | #N/A | #N/A | #N/A | #N/A | #N/A | #N/A | #N/A | #N/A | #N/A | #N/A | #N/A | #N/A | #N/A | #N/A | #N/A | #N/A | #N/A | #N/A | #N/A | #N/A | #N/A | #N/A | #N/A | #N/A | #N/A | #N/A | #N/A | #N/A | #N/A | #N/A | #N/A | #N/A | #N/A | #N/A | #N/A | #N/A | #N/A | #N/A | #N/A | #N/A | #N/A | #N/A | #N/A | #N/A | #N/A | #N/A | #N/A | #N/A | #N/A | #N/A | #N/A | #N/A | #N/A | #N/A | #N/A | #N/A | #N/A | #N/A | #N/A | #N/A | #N/A
[26 empty] | R410A | -49 | 591 | #N/A | #N/A | #N/A | #N/A | #N/A | #N/A | #N/A | #N/A | #N/A | #N/A | #N/A | #N/A | #N/A | #N/A | #N/A | #N/A | #N/A | #N/A | #N/A | #N/A | #N/A | #N/A | #N/A | #N/A | #N/A | #N/A | #N/A | #N/A | #N/A | #N/A | #N/A | #N/A | #N/A | #N/A | #N/A | #N/A | #N/A | #N/A | #N/A | #N/A | #N/A | #N/A | #N/A | #N/A | #N/A | #N/A | #N/A | #N/A | #N/A | #N/A | #N/A | #N/A | #N/A | #N/A | #N/A | #N/A | #N/A | #N/A | #N/A | #N/A | #N/A
[26 empty] | R410A | -48 | 592 | #N/A | #N/A | #N/A | #N/A | #N/A | #N/A | #N/A | #N/A | #N/A | #N/A | #N/A | #N/A | #N/A | #N/A | #N/A | #N/A | #N/A | #N/A | #N/A | #N/A | #N/A | #N/A | #N/A | #N/A | #N/A | #N/A | #N/A | #N/A | #N/A | #N/A | #N/A | #N/A | #N/A | #N/A | #N/A | #N/A | #N/A | #N/A | #N/A | #N/A | #N/A | #N/A | #N/A | #N/A | #N/A | #N/A | #N/A | #N/A | #N/A | #N/A | #N/A | #N/A | #N/A | #N/A | #N/A | #N/A | #N/A | #N/A | #N/A | #N/A | #N/A
[26 empty] | R410A | -47 | 593 | #N/A | #N/A | #N/A | #N/A | #N/A | #N/A | #N/A | #N/A | #N/A | #N/A | #N/A | #N/A | #N/A | #N/A | #N/A | #N/A | #N/A | #N/A | #N/A | #N/A | #N/A | #N/A | #N/A | #N/A | #N/A | #N/A | #N/A | #N/A | #N/A | #N/A | #N/A | #N/A | #N/A | #N/A | #N/A | #N/A | #N/A | #N/A | #N/A | #N/A | #N/A | #N/A | #N/A | #N/A | #N/A | #N/A | #N/A | #N/A | #N/A | #N/A | #N/A | #N/A | #N/A | #N/A | #N/A | #N/A | #N/A | #N/A | #N/A | #N/A | #N/A
[26 empty] | R410A | -46 | 594 | #N/A | #N/A | #N/A | #N/A | #N/A | #N/A | #N/A | #N/A | #N/A | #N/A | #N/A | #N/A | #N/A | #N/A | #N/A | #N/A | #N/A | #N/A | #N/A | #N/A | #N/A | #N/A | #N/A | #N/A | #N/A | #N/A | #N/A | #N/A | #N/A | #N/A | #N/A | #N/A | #N/A | #N/A | #N/A | #N/A | #N/A | #N/A | #N/A | #N/A | #N/A | #N/A | #N/A | #N/A | #N/A | #N/A | #N/A | #N/A | #N/A | #N/A | #N/A | #N/A | #N/A | #N/A | #N/A | #N/A | #N/A | #N/A | #N/A | #N/A | #N/A
[26 empty] | R410A | -45 | 595 | #N/A | #N/A | #N/A | #N/A | #N/A | #N/A | #N/A | #N/A | #N/A | #N/A | #N/A | #N/A | #N/A | #N/A | #N/A | #N/A | #N/A | #N/A | #N/A | #N/A | #N/A | #N/A | #N/A | #N/A | #N/A | #N/A | #N/A | #N/A | #N/A | #N/A | #N/A | #N/A | #N/A | #N/A | #N/A | #N/A | #N/A | #N/A | #N/A | #N/A | #N/A | #N/A | #N/A | #N/A | #N/A | #N/A | #N/A | #N/A | #N/A | #N/A | #N/A | #N/A | #N/A | #N/A | #N/A | #N/A | #N/A | #N/A | #N/A | #N/A | #N/A
[26 empty] | R410A | -44 | 596 | #N/A | #N/A | #N/A | #N/A | #N/A | #N/A | #N/A | #N/A | #N/A | #N/A | #N/A | #N/A | #N/A | #N/A | #N/A | #N/A | #N/A | #N/A | #N/A | #N/A | #N/A | #N/A | #N/A | #N/A | #N/A | #N/A | #N/A | #N/A | #N/A | #N/A | #N/A | #N/A | #N/A | #N/A | #N/A | #N/A | #N/A | #N/A | #N/A | #N/A | #N/A | #N/A | #N/A | #N/A | #N/A | #N/A | #N/A | #N/A | #N/A | #N/A | #N/A | #N/A | #N/A | #N/A | #N/A | #N/A | #N/A | #N/A | #N/A | #N/A | #N/A
[26 empty] | R410A | -43 | 597 | #N/A | #N/A | #N/A | #N/A | #N/A | #N/A | #N/A | #N/A | #N/A | #N/A | #N/A | #N/A | #N/A | #N/A | #N/A | #N/A | #N/A | #N/A | #N/A | #N/A | #N/A | #N/A | #N/A | #N/A | #N/A | #N/A | #N/A | #N/A | #N/A | #N/A | #N/A | #N/A | #N/A | #N/A | #N/A | #N/A | #N/A | #N/A | #N/A | #N/A | #N/A | #N/A | #N/A | #N/A | #N/A | #N/A | #N/A | #N/A | #N/A | #N/A | #N/A | #N/A | #N/A | #N/A | #N/A | #N/A | #N/A | #N/A | #N/A | #N/A | #N/A
[26 empty] | R410A | -42 | 598 | #N/A | #N/A | #N/A | #N/A | #N/A | #N/A | #N/A | #N/A | #N/A | #N/A | #N/A | #N/A | #N/A | #N/A | #N/A | #N/A | #N/A | #N/A | #N/A | #N/A | #N/A | #N/A | #N/A | #N/A | #N/A | #N/A | #N/A | #N/A | #N/A | #N/A | #N/A | #N/A | #N/A | #N/A | #N/A | #N/A | #N/A | #N/A | #N/A | #N/A | #N/A | #N/A | #N/A | #N/A | #N/A | #N/A | #N/A | #N/A | #N/A | #N/A | #N/A | #N/A | #N/A | #N/A | #N/A | #N/A | #N/A | #N/A | #N/A | #N/A | #N/A
[26 empty] | R410A | -41 | 599 | #N/A | #N/A | #N/A | #N/A | #N/A | #N/A | #N/A | #N/A | #N/A | #N/A | #N/A | #N/A | #N/A | #N/A | #N/A | #N/A | #N/A | #N/A | #N/A | #N/A | #N/A | #N/A | #N/A | #N/A | #N/A | #N/A | #N/A | #N/A | #N/A | #N/A | #N/A | #N/A | #N/A | #N/A | #N/A | #N/A | #N/A | #N/A | #N/A | #N/A | #N/A | #N/A | #N/A | #N/A | #N/A | #N/A | #N/A | #N/A | #N/A | #N/A | #N/A | #N/A | #N/A | #N/A | #N/A | #N/A | #N/A | #N/A | #N/A | #N/A | #N/A
[26 empty] | R410A | -40 | 600 | #N/A | #N/A | #N/A | #N/A | #N/A | #N/A | #N/A | #N/A | #N/A | #N/A | #N/A | #N/A | #N/A | #N/A | #N/A | #N/A | #N/A | #N/A | #N/A | #N/A | #N/A | #N/A | #N/A | #N/A | #N/A | #N/A | #N/A | #N/A | #N/A | #N/A | #N/A | #N/A | #N/A | #N/A | #N/A | #N/A | #N/A | #N/A | #N/A | #N/A | #N/A | #N/A | #N/A | #N/A | #N/A | #N/A | #N/A | #N/A | #N/A | #N/A | #N/A | #N/A | #N/A | #N/A | #N/A | #N/A | #N/A | #N/A | #N/A | #N/A | #N/A
[26 empty] | R410A | -39 | 601 | #N/A | #N/A | #N/A | #N/A | #N/A | #N/A | #N/A | #N/A | #N/A | #N/A | #N/A | #N/A | #N/A | #N/A | #N/A | #N/A | #N/A | #N/A | #N/A | #N/A | #N/A | #N/A | #N/A | #N/A | #N/A | #N/A | #N/A | #N/A | #N/A | #N/A | #N/A | #N/A | #N/A | #N/A | #N/A | #N/A | #N/A | #N/A | #N/A | #N/A | #N/A | #N/A | #N/A | #N/A | #N/A | #N/A | #N/A | #N/A | #N/A | #N/A | #N/A | #N/A | #N/A | #N/A | #N/A | #N/A | #N/A | #N/A | #N/A | #N/A | #N/A
[26 empty] | R410A | -38 | 602 | #N/A | #N/A | #N/A | #N/A | #N/A | #N/A | #N/A | #N/A | #N/A | #N/A | #N/A | #N/A | #N/A | #N/A | #N/A | #N/A | #N/A | #N/A | #N/A | #N/A | #N/A | #N/A | #N/A | #N/A | #N/A | #N/A | #N/A | #N/A | #N/A | #N/A | #N/A | #N/A | #N/A | #N/A | #N/A | #N/A | #N/A | #N/A | #N/A | #N/A | #N/A | #N/A | #N/A | #N/A | #N/A | #N/A | #N/A | #N/A | #N/A | #N/A | #N/A | #N/A | #N/A | #N/A | #N/A | #N/A | #N/A | #N/A | #N/A | #N/A | #N/A
[26 empty] | R410A | -37 | 603 | #N/A | #N/A | #N/A | #N/A | #N/A | #N/A | #N/A | #N/A | #N/A | #N/A | #N/A | #N/A | #N/A | #N/A | #N/A | #N/A | #N/A | #N/A | #N/A | #N/A | #N/A | #N/A | #N/A | #N/A | #N/A | #N/A | #N/A | #N/A | #N/A | #N/A | #N/A | #N/A | #N/A | #N/A | #N/A | #N/A | #N/A | #N/A | #N/A | #N/A | #N/A | #N/A | #N/A | #N/A | #N/A | #N/A | #N/A | #N/A | #N/A | #N/A | #N/A | #N/A | #N/A | #N/A | #N/A | #N/A | #N/A | #N/A | #N/A | #N/A | #N/A
[26 empty] | R410A | -36 | 604 | #N/A | #N/A | #N/A | #N/A | #N/A | #N/A | #N/A | #N/A | #N/A | #N/A | #N/A | #N/A | #N/A | #N/A | #N/A | #N/A | #N/A | #N/A | #N/A | #N/A | #N/A | #N/A | #N/A | #N/A | #N/A | #N/A | #N/A | #N/A | #N/A | #N/A | #N/A | #N/A | #N/A | #N/A | #N/A | #N/A | #N/A | #N/A | #N/A | #N/A | #N/A | #N/A | #N/A | #N/A | #N/A | #N/A | #N/A | #N/A | #N/A | #N/A | #N/A | #N/A | #N/A | #N/A | #N/A | #N/A | #N/A | #N/A | #N/A | #N/A | #N/A
[26 empty] | R410A | -35 | 605 | #N/A | #N/A | #N/A | #N/A | #N/A | #N/A | #N/A | #N/A | #N/A | #N/A | #N/A | #N/A | #N/A | #N/A | #N/A | #N/A | #N/A | #N/A | #N/A | #N/A | #N/A | #N/A | #N/A | #N/A | #N/A | #N/A | #N/A | #N/A | #N/A | #N/A | #N/A | #N/A | #N/A | #N/A | #N/A | #N/A | #N/A | #N/A | #N/A | #N/A | #N/A | #N/A | #N/A | #N/A | #N/A | #N/A | #N/A | #N/A | #N/A | #N/A | #N/A | #N/A | #N/A | #N/A | #N/A | #N/A | #N/A | #N/A | #N/A | #N/A | #N/A
[26 empty] | R410A | -34 | 606 | #N/A | #N/A | #N/A | #N/A | #N/A | #N/A | #N/A | #N/A | #N/A | #N/A | #N/A | #N/A | #N/A | #N/A | #N/A | #N/A | #N/A | #N/A | #N/A | #N/A | #N/A | #N/A | #N/A | #N/A | #N/A | #N/A | #N/A | #N/A | #N/A | #N/A | #N/A | #N/A | #N/A | #N/A | #N/A | #N/A | #N/A | #N/A | #N/A | #N/A | #N/A | #N/A | #N/A | #N/A | #N/A | #N/A | #N/A | #N/A | #N/A | #N/A | #N/A | #N/A | #N/A | #N/A | #N/A | #N/A | #N/A | #N/A | #N/A | #N/A | #N/A
[26 empty] | R410A | -33 | 607 | #N/A | #N/A | #N/A | #N/A | #N/A | #N/A | #N/A | #N/A | #N/A | #N/A | #N/A | #N/A | #N/A | #N/A | #N/A | #N/A | #N/A | #N/A | #N/A | #N/A | #N/A | #N/A | #N/A | #N/A | #N/A | #N/A | #N/A | #N/A | #N/A | #N/A | #N/A | #N/A | #N/A | #N/A | #N/A | #N/A | #N/A | #N/A | #N/A | #N/A | #N/A | #N/A | #N/A | #N/A | #N/A | #N/A | #N/A | #N/A | #N/A | #N/A | #N/A | #N/A | #N/A | #N/A | #N/A | #N/A | #N/A | #N/A | #N/A | #N/A | #N/A
[26 empty] | R410A | -32 | 608 | #N/A | #N/A | #N/A | #N/A | #N/A | #N/A | #N/A | #N/A | #N/A | #N/A | #N/A | #N/A | #N/A | #N/A | #N/A | #N/A | #N/A | #N/A | #N/A | #N/A | #N/A | #N/A | #N/A | #N/A | #N/A | #N/A | #N/A | #N/A | #N/A | #N/A | #N/A | #N/A | #N/A | #N/A | #N/A | #N/A | #N/A | #N/A | #N/A | #N/A | #N/A | #N/A | #N/A | #N/A | #N/A | #N/A | #N/A | #N/A | #N/A | #N/A | #N/A | #N/A | #N/A | #N/A | #N/A | #N/A | #N/A | #N/A | #N/A | #N/A | #N/A
[26 empty] | R410A | -31 | 609 | #N/A | #N/A | #N/A | #N/A | #N/A | #N/A | #N/A | #N/A | #N/A | #N/A | #N/A | #N/A | #N/A | #N/A | #N/A | #N/A | #N/A | #N/A | #N/A | #N/A | #N/A | #N/A | #N/A | #N/A | #N/A | #N/A | #N/A | #N/A | #N/A | #N/A | #N/A | #N/A | #N/A | #N/A | #N/A | #N/A | #N/A | #N/A | #N/A | #N/A | #N/A | #N/A | #N/A | #N/A | #N/A | #N/A | #N/A | #N/A | #N/A | #N/A | #N/A | #N/A | #N/A | #N/A | #N/A | #N/A | #N/A | #N/A | #N/A | #N/A | #N/A
[26 empty] | R410A | -30 | 610 | #N/A | #N/A | #N/A | #N/A | #N/A | #N/A | #N/A | #N/A | #N/A | #N/A | #N/A | #N/A | #N/A | #N/A | #N/A | #N/A | #N/A | #N/A | #N/A | #N/A | #N/A | #N/A | #N/A | #N/A | #N/A | #N/A | #N/A | #N/A | #N/A | #N/A | #N/A | #N/A | #N/A | #N/A | #N/A | #N/A | #N/A | #N/A | #N/A | #N/A | #N/A | #N/A | #N/A | #N/A | #N/A | #N/A | #N/A | #N/A | #N/A | #N/A | #N/A | #N/A | #N/A | #N/A | #N/A | #N/A | #N/A | #N/A | #N/A | #N/A | #N/A
[26 empty] | R410A | -29 | 611 | #N/A | #N/A | #N/A | #N/A | #N/A | #N/A | #N/A | #N/A | #N/A | #N/A | #N/A | #N/A | #N/A | #N/A | #N/A | #N/A | #N/A | #N/A | #N/A | #N/A | #N/A | #N/A | #N/A | #N/A | #N/A | #N/A | #N/A | #N/A | #N/A | #N/A | #N/A | #N/A | #N/A | #N/A | #N/A | #N/A | #N/A | #N/A | #N/A | #N/A | #N/A | #N/A | #N/A | #N/A | #N/A | #N/A | #N/A | #N/A | #N/A | #N/A | #N/A | #N/A | #N/A | #N/A | #N/A | #N/A | #N/A | #N/A | #N/A | #N/A | #N/A
[26 empty] | R410A | -28 | 612 | #N/A | #N/A | #N/A | #N/A | #N/A | #N/A | #N/A | #N/A | #N/A | #N/A | #N/A | #N/A | #N/A | #N/A | #N/A | #N/A | #N/A | #N/A | #N/A | #N/A | #N/A | #N/A | #N/A | #N/A | #N/A | #N/A | #N/A | #N/A | #N/A | #N/A | #N/A | #N/A | #N/A | #N/A | #N/A | #N/A | #N/A | #N/A | #N/A | #N/A | #N/A | #N/A | #N/A | #N/A | #N/A | #N/A | #N/A | #N/A | #N/A | #N/A | #N/A | #N/A | #N/A | #N/A | #N/A | #N/A | #N/A | #N/A | #N/A | #N/A | #N/A
[26 empty] | R410A | -27 | 613 | #N/A | #N/A | #N/A | #N/A | #N/A | #N/A | #N/A | #N/A | #N/A | #N/A | #N/A | #N/A | #N/A | #N/A | #N/A | #N/A | #N/A | #N/A | #N/A | #N/A | #N/A | #N/A | #N/A | #N/A | #N/A | #N/A | #N/A | #N/A | #N/A | #N/A | #N/A | #N/A | #N/A | #N/A | #N/A | #N/A | #N/A | #N/A | #N/A | #N/A | #N/A | #N/A | #N/A | #N/A | #N/A | #N/A | #N/A | #N/A | #N/A | #N/A | #N/A | #N/A | #N/A | #N/A | #N/A | #N/A | #N/A | #N/A | #N/A | #N/A | #N/A
[26 empty] | R410A | -26 | 614 | #N/A | #N/A | #N/A | #N/A | #N/A | #N/A | #N/A | #N/A | #N/A | #N/A | #N/A | #N/A | #N/A | #N/A | #N/A | #N/A | #N/A | #N/A | #N/A | #N/A | #N/A | #N/A | #N/A | #N/A | #N/A | #N/A | #N/A | #N/A | #N/A | #N/A | #N/A | #N/A | #N/A | #N/A | #N/A | #N/A | #N/A | #N/A | #N/A | #N/A | #N/A | #N/A | #N/A | #N/A | #N/A | #N/A | #N/A | #N/A | #N/A | #N/A | #N/A | #N/A | #N/A | #N/A | #N/A | #N/A | #N/A | #N/A | #N/A | #N/A | #N/A
[26 empty] | R410A | -25 | 615 | #N/A | #N/A | #N/A | #N/A | #N/A | #N/A | #N/A | #N/A | #N/A | #N/A | #N/A | #N/A | #N/A | #N/A | #N/A | #N/A | #N/A | #N/A | #N/A | #N/A | #N/A | #N/A | #N/A | #N/A | #N/A | #N/A | #N/A | #N/A | #N/A | #N/A | #N/A | #N/A | #N/A | #N/A | #N/A | #N/A | #N/A | #N/A | #N/A | #N/A | #N/A | #N/A | #N/A | #N/A | #N/A | #N/A | #N/A | #N/A | #N/A | #N/A | #N/A | #N/A | #N/A | #N/A | #N/A | #N/A | #N/A | #N/A | #N/A | #N/A | #N/A
[26 empty] | R410A | -24 | 616 | #N/A | #N/A | #N/A | #N/A | #N/A | #N/A | #N/A | #N/A | #N/A | #N/A | #N/A | #N/A | #N/A | #N/A | #N/A | #N/A | #N/A | #N/A | #N/A | #N/A | #N/A | #N/A | #N/A | #N/A | #N/A | #N/A | #N/A | #N/A | #N/A | #N/A | #N/A | #N/A | #N/A | #N/A | #N/A | #N/A | #N/A | #N/A | #N/A | #N/A | #N/A | #N/A | #N/A | #N/A | #N/A | #N/A | #N/A | #N/A | #N/A | #N/A | #N/A | #N/A | #N/A | #N/A | #N/A | #N/A | #N/A | #N/A | #N/A | #N/A | #N/A
[26 empty] | R410A | -23 | 617 | #N/A | #N/A | #N/A | #N/A | #N/A | #N/A | #N/A | #N/A | #N/A | #N/A | #N/A | #N/A | #N/A | #N/A | #N/A | #N/A | #N/A | #N/A | #N/A | #N/A | #N/A | #N/A | #N/A | #N/A | #N/A | #N/A | #N/A | #N/A | #N/A | #N/A | #N/A | #N/A | #N/A | #N/A | #N/A | #N/A | #N/A | #N/A | #N/A | #N/A | #N/A | #N/A | #N/A | #N/A | #N/A | #N/A | #N/A | #N/A | #N/A | #N/A | #N/A | #N/A | #N/A | #N/A | #N/A | #N/A | #N/A | #N/A | #N/A | #N/A | #N/A
[26 empty] | R410A | -22 | 618 | #N/A | #N/A | #N/A | #N/A | #N/A | #N/A | #N/A | #N/A | #N/A | #N/A | #N/A | #N/A | #N/A | #N/A | #N/A | #N/A | #N/A | #N/A | #N/A | #N/A | #N/A | #N/A | #N/A | #N/A | #N/A | #N/A | #N/A | #N/A | #N/A | #N/A | #N/A | #N/A | #N/A | #N/A | #N/A | #N/A | #N/A | #N/A | #N/A | #N/A | #N/A | #N/A | #N/A | #N/A | #N/A | #N/A | #N/A | #N/A | #N/A | #N/A | #N/A | #N/A | #N/A | #N/A | #N/A | #N/A | #N/A | #N/A | #N/A | #N/A | #N/A
[26 empty] | R410A | -21 | 619 | #N/A | #N/A | #N/A | #N/A | #N/A | #N/A | #N/A | #N/A | #N/A | #N/A | #N/A | #N/A | #N/A | #N/A | #N/A | #N/A | #N/A | #N/A | #N/A | #N/A | #N/A | #N/A | #N/A | #N/A | #N/A | #N/A | #N/A | #N/A | #N/A | #N/A | #N/A | #N/A | #N/A | #N/A | #N/A | #N/A | #N/A | #N/A | #N/A | #N/A | #N/A | #N/A | #N/A | #N/A | #N/A | #N/A | #N/A | #N/A | #N/A | #N/A | #N/A | #N/A | #N/A | #N/A | #N/A | #N/A | #N/A | #N/A | #N/A | #N/A | #N/A
[26 empty] | R410A | -20 | 620 | #N/A | #N/A | #N/A | #N/A | #N/A | #N/A | #N/A | #N/A | #N/A | #N/A | #N/A | #N/A | #N/A | #N/A | #N/A | #N/A | #N/A | #N/A | #N/A | #N/A | #N/A | #N/A | #N/A | #N/A | #N/A | #N/A | #N/A | #N/A | #N/A | #N/A | #N/A | #N/A | #N/A | #N/A | #N/A | #N/A | #N/A | #N/A | #N/A | #N/A | #N/A | #N/A | #N/A | #N/A | #N/A | #N/A | #N/A | #N/A | #N/A | #N/A | #N/A | #N/A | #N/A | #N/A | #N/A | #N/A | #N/A | #N/A | #N/A | #N/A | #N/A
[26 empty] | R410A | -19 | 621 | #N/A | #N/A | #N/A | #N/A | #N/A | #N/A | #N/A | #N/A | #N/A | #N/A | #N/A | #N/A | #N/A | #N/A | #N/A | #N/A | #N/A | #N/A | #N/A | #N/A | #N/A | #N/A | #N/A | #N/A | #N/A | #N/A | #N/A | #N/A | #N/A | #N/A | #N/A | #N/A | #N/A | #N/A | #N/A | #N/A | #N/A | #N/A | #N/A | #N/A | #N/A | #N/A | #N/A | #N/A | #N/A | #N/A | #N/A | #N/A | #N/A | #N/A | #N/A | #N/A | #N/A | #N/A | #N/A | #N/A | #N/A | #N/A | #N/A | #N/A | #N/A
[26 empty] | R410A | -18 | 622 | #N/A | #N/A | #N/A | #N/A | #N/A | #N/A | #N/A | #N/A | #N/A | #N/A | #N/A | #N/A | #N/A | #N/A | #N/A | #N/A | #N/A | #N/A | #N/A | #N/A | #N/A | #N/A | #N/A | #N/A | #N/A | #N/A | #N/A | #N/A | #N/A | #N/A | #N/A | #N/A | #N/A | #N/A | #N/A | #N/A | #N/A | #N/A | #N/A | #N/A | #N/A | #N/A | #N/A | #N/A | #N/A | #N/A | #N/A | #N/A | #N/A | #N/A | #N/A | #N/A | #N/A | #N/A | #N/A | #N/A | #N/A | #N/A | #N/A | #N/A | #N/A
[26 empty] | R410A | -17 | 623 | #N/A | #N/A | #N/A | #N/A | #N/A | #N/A | #N/A | #N/A | #N/A | #N/A | #N/A | #N/A | #N/A | #N/A | #N/A | #N/A | #N/A | #N/A | #N/A | #N/A | #N/A | #N/A | #N/A | #N/A | #N/A | #N/A | #N/A | #N/A | #N/A | #N/A | #N/A | #N/A | #N/A | #N/A | #N/A | #N/A | #N/A | #N/A | #N/A | #N/A | #N/A | #N/A | #N/A | #N/A | #N/A | #N/A | #N/A | #N/A | #N/A | #N/A | #N/A | #N/A | #N/A | #N/A | #N/A | #N/A | #N/A | #N/A | #N/A | #N/A | #N/A
[26 empty] | R410A | -16 | 624 | #N/A | #N/A | #N/A | #N/A | #N/A | #N/A | #N/A | #N/A | #N/A | #N/A | #N/A | #N/A | #N/A | #N/A | #N/A | #N/A | #N/A | #N/A | #N/A | #N/A | #N/A | #N/A | #N/A | #N/A | #N/A | #N/A | #N/A | #N/A | #N/A | #N/A | #N/A | #N/A | #N/A | #N/A | #N/A | #N/A | #N/A | #N/A | #N/A | #N/A | #N/A | #N/A | #N/A | #N/A | #N/A | #N/A | #N/A | #N/A | #N/A | #N/A | #N/A | #N/A | #N/A | #N/A | #N/A | #N/A | #N/A | #N/A | #N/A | #N/A | #N/A
[26 empty] | R410A | -15 | 625 | #N/A | #N/A | #N/A | #N/A | #N/A | #N/A | #N/A | #N/A | #N/A | #N/A | #N/A | #N/A | #N/A | #N/A | #N/A | #N/A | #N/A | #N/A | #N/A | #N/A | #N/A | #N/A | #N/A | #N/A | #N/A | #N/A | #N/A | #N/A | #N/A | #N/A | #N/A | #N/A | #N/A | #N/A | #N/A | #N/A | #N/A | #N/A | #N/A | #N/A | #N/A | #N/A | #N/A | #N/A | #N/A | #N/A | #N/A | #N/A | #N/A | #N/A | #N/A | #N/A | #N/A | #N/A | #N/A | #N/A | #N/A | #N/A | #N/A | #N/A | #N/A
[26 empty] | R410A | -14 | 626 | #N/A | #N/A | #N/A | #N/A | #N/A | #N/A | #N/A | #N/A | #N/A | #N/A | #N/A | #N/A | #N/A | #N/A | #N/A | #N/A | #N/A | #N/A | #N/A | #N/A | #N/A | #N/A | #N/A | #N/A | #N/A | #N/A | #N/A | #N/A | #N/A | #N/A | #N/A | #N/A | #N/A | #N/A | #N/A | #N/A | #N/A | #N/A | #N/A | #N/A | #N/A | #N/A | #N/A | #N/A | #N/A | #N/A | #N/A | #N/A | #N/A | #N/A | #N/A | #N/A | #N/A | #N/A | #N/A | #N/A | #N/A | #N/A | #N/A | #N/A | #N/A
[26 empty] | R410A | -13 | 627 | #N/A | #N/A | #N/A | #N/A | #N/A | #N/A | #N/A | #N/A | #N/A | #N/A | #N/A | #N/A | #N/A | #N/A | #N/A | #N/A | #N/A | #N/A | #N/A | #N/A | #N/A | #N/A | #N/A | #N/A | #N/A | #N/A | #N/A | #N/A | #N/A | #N/A | #N/A | #N/A | #N/A | #N/A | #N/A | #N/A | #N/A | #N/A | #N/A | #N/A | #N/A | #N/A | #N/A | #N/A | #N/A | #N/A | #N/A | #N/A | #N/A | #N/A | #N/A | #N/A | #N/A | #N/A | #N/A | #N/A | #N/A | #N/A | #N/A | #N/A | #N/A
[26 empty] | R410A | -12 | 628 | #N/A | #N/A | #N/A | #N/A | #N/A | #N/A | #N/A | #N/A | #N/A | #N/A | #N/A | #N/A | #N/A | #N/A | #N/A | #N/A | #N/A | #N/A | #N/A | #N/A | #N/A | #N/A | #N/A | #N/A | #N/A | #N/A | #N/A | #N/A | #N/A | #N/A | #N/A | #N/A | #N/A | #N/A | #N/A | #N/A | #N/A | #N/A | #N/A | #N/A | #N/A | #N/A | #N/A | #N/A | #N/A | #N/A | #N/A | #N/A | #N/A | #N/A | #N/A | #N/A | #N/A | #N/A | #N/A | #N/A | #N/A | #N/A | #N/A | #N/A | #N/A
[26 empty] | R410A | -11 | 629 | #N/A | #N/A | #N/A | #N/A | #N/A | #N/A | #N/A | #N/A | #N/A | #N/A | #N/A | #N/A | #N/A | #N/A | #N/A | #N/A | #N/A | #N/A | #N/A | #N/A | #N/A | #N/A | #N/A | #N/A | #N/A | #N/A | #N/A | #N/A | #N/A | #N/A | #N/A | #N/A | #N/A | #N/A | #N/A | #N/A | #N/A | #N/A | #N/A | #N/A | #N/A | #N/A | #N/A | #N/A | #N/A | #N/A | #N/A | #N/A | #N/A | #N/A | #N/A | #N/A | #N/A | #N/A | #N/A | #N/A | #N/A | #N/A | #N/A | #N/A | #N/A
[26 empty] | R410A | -10 | 630 | #N/A | #N/A | #N/A | #N/A | #N/A | #N/A | #N/A | #N/A | #N/A | #N/A | #N/A | #N/A | #N/A | #N/A | #N/A | #N/A | #N/A | #N/A | #N/A | #N/A | #N/A | #N/A | #N/A | #N/A | #N/A | #N/A | #N/A | #N/A | #N/A | #N/A | #N/A | #N/A | #N/A | #N/A | #N/A | #N/A | #N/A | #N/A | #N/A | #N/A | #N/A | #N/A | #N/A | #N/A | #N/A | #N/A | #N/A | #N/A | #N/A | #N/A | #N/A | #N/A | #N/A | #N/A | #N/A | #N/A | #N/A | #N/A | #N/A | #N/A | #N/A
[26 empty] | R410A | -9 | 631 | #N/A | #N/A | #N/A | #N/A | #N/A | #N/A | #N/A | #N/A | #N/A | #N/A | #N/A | #N/A | #N/A | #N/A | #N/A | #N/A | #N/A | #N/A | #N/A | #N/A | #N/A | #N/A | #N/A | #N/A | #N/A | #N/A | #N/A | #N/A | #N/A | #N/A | #N/A | #N/A | #N/A | #N/A | #N/A | #N/A | #N/A | #N/A | #N/A | #N/A | #N/A | #N/A | #N/A | #N/A | #N/A | #N/A | #N/A | #N/A | #N/A | #N/A | #N/A | #N/A | #N/A | #N/A | #N/A | #N/A | #N/A | #N/A | #N/A | #N/A | #N/A
[26 empty] | R410A | -8 | 632 | #N/A | #N/A | #N/A | #N/A | #N/A | #N/A | #N/A | #N/A | #N/A | #N/A | #N/A | #N/A | #N/A | #N/A | #N/A | #N/A | #N/A | #N/A | #N/A | #N/A | #N/A | #N/A | #N/A | #N/A | #N/A | #N/A | #N/A | #N/A | #N/A | #N/A | #N/A | #N/A | #N/A | #N/A | #N/A | #N/A | #N/A | #N/A | #N/A | #N/A | #N/A | #N/A | #N/A | #N/A | #N/A | #N/A | #N/A | #N/A | #N/A | #N/A | #N/A | #N/A | #N/A | #N/A | #N/A | #N/A | #N/A | #N/A | #N/A | #N/A | #N/A
[26 empty] | R410A | -7 | 633 | #N/A | #N/A | #N/A | #N/A | #N/A | #N/A | #N/A | #N/A | #N/A | #N/A | #N/A | #N/A | #N/A | #N/A | #N/A | #N/A | #N/A | #N/A | #N/A | #N/A | #N/A | #N/A | #N/A | #N/A | #N/A | #N/A | #N/A | #N/A | #N/A | #N/A | #N/A | #N/A | #N/A | #N/A | #N/A | #N/A | #N/A | #N/A | #N/A | #N/A | #N/A | #N/A | #N/A | #N/A | #N/A | #N/A | #N/A | #N/A | #N/A | #N/A | #N/A | #N/A | #N/A | #N/A | #N/A | #N/A | #N/A | #N/A | #N/A | #N/A | #N/A
[26 empty] | R410A | -6 | 634 | #N/A | #N/A | #N/A | #N/A | #N/A | #N/A | #N/A | #N/A | #N/A | #N/A | #N/A | #N/A | #N/A | #N/A | #N/A | #N/A | #N/A | #N/A | #N/A | #N/A | #N/A | #N/A | #N/A | #N/A | #N/A | #N/A | #N/A | #N/A | #N/A | #N/A | #N/A | #N/A | #N/A | #N/A | #N/A | #N/A | #N/A | #N/A | #N/A | #N/A | #N/A | #N/A | #N/A | #N/A | #N/A | #N/A | #N/A | #N/A | #N/A | #N/A | #N/A | #N/A | #N/A | #N/A | #N/A | #N/A | #N/A | #N/A | #N/A | #N/A | #N/A
[26 empty] | R410A | -5 | 635 | #N/A | #N/A | #N/A | #N/A | #N/A | #N/A | #N/A | #N/A | #N/A | #N/A | #N/A | #N/A | #N/A | #N/A | #N/A | #N/A | #N/A | #N/A | #N/A | #N/A | #N/A | #N/A | #N/A | #N/A | #N/A | #N/A | #N/A | #N/A | #N/A | #N/A | #N/A | #N/A | #N/A | #N/A | #N/A | #N/A | #N/A | #N/A | #N/A | #N/A | #N/A | #N/A | #N/A | #N/A | #N/A | #N/A | #N/A | #N/A | #N/A | #N/A | #N/A | #N/A | #N/A | #N/A | #N/A | #N/A | #N/A | #N/A | #N/A | #N/A | #N/A
[26 empty] | R410A | -4 | 636 | #N/A | #N/A | #N/A | #N/A | #N/A | #N/A | #N/A | #N/A | #N/A | #N/A | #N/A | #N/A | #N/A | #N/A | #N/A | #N/A | #N/A | #N/A | #N/A | #N/A | #N/A | #N/A | #N/A | #N/A | #N/A | #N/A | #N/A | #N/A | #N/A | #N/A | #N/A | #N/A | #N/A | #N/A | #N/A | #N/A | #N/A | #N/A | #N/A | #N/A | #N/A | #N/A | #N/A | #N/A | #N/A | #N/A | #N/A | #N/A | #N/A | #N/A | #N/A | #N/A | #N/A | #N/A | #N/A | #N/A | #N/A | #N/A | #N/A | #N/A | #N/A
[26 empty] | R410A | -3 | 637 | #N/A | #N/A | #N/A | #N/A | #N/A | #N/A | #N/A | #N/A | #N/A | #N/A | #N/A | #N/A | #N/A | #N/A | #N/A | #N/A | #N/A | #N/A | #N/A | #N/A | #N/A | #N/A | #N/A | #N/A | #N/A | #N/A | #N/A | #N/A | #N/A | #N/A | #N/A | #N/A | #N/A | #N/A | #N/A | #N/A | #N/A | #N/A | #N/A | #N/A | #N/A | #N/A | #N/A | #N/A | #N/A | #N/A | #N/A | #N/A | #N/A | #N/A | #N/A | #N/A | #N/A | #N/A | #N/A | #N/A | #N/A | #N/A | #N/A | #N/A | #N/A
[26 empty] | R410A | -2 | 638 | #N/A | #N/A | #N/A | #N/A | #N/A | #N/A | #N/A | #N/A | #N/A | #N/A | #N/A | #N/A | #N/A | #N/A | #N/A | #N/A | #N/A | #N/A | #N/A | #N/A | #N/A | #N/A | #N/A | #N/A | #N/A | #N/A | #N/A | #N/A | #N/A | #N/A | #N/A | #N/A | #N/A | #N/A | #N/A | #N/A | #N/A | #N/A | #N/A | #N/A | #N/A | #N/A | #N/A | #N/A | #N/A | #N/A | #N/A | #N/A | #N/A | #N/A | #N/A | #N/A | #N/A | #N/A | #N/A | #N/A | #N/A | #N/A | #N/A | #N/A | #N/A
[26 empty] | R410A | -1 | 639 | #N/A | #N/A | #N/A | #N/A | #N/A | #N/A | #N/A | #N/A | #N/A | #N/A | #N/A | #N/A | #N/A | #N/A | #N/A | #N/A | #N/A | #N/A | #N/A | #N/A | #N/A | #N/A | #N/A | #N/A | #N/A | #N/A | #N/A | #N/A | #N/A | #N/A | #N/A | #N/A | #N/A | #N/A | #N/A | #N/A | #N/A | #N/A | #N/A | #N/A | #N/A | #N/A | #N/A | #N/A | #N/A | #N/A | #N/A | #N/A | #N/A | #N/A | #N/A | #N/A | #N/A | #N/A | #N/A | #N/A | #N/A | #N/A | #N/A | #N/A | #N/A
[26 empty] | R410A | 0 | 640 | #N/A | #N/A | #N/A | #N/A | #N/A | #N/A | #N/A | #N/A | #N/A | #N/A | #N/A | #N/A | #N/A | #N/A | #N/A | #N/A | #N/A | #N/A | #N/A | #N/A | #N/A | #N/A | #N/A | #N/A | #N/A | #N/A | #N/A | #N/A | #N/A | #N/A | #N/A | #N/A | #N/A | #N/A | #N/A | #N/A | #N/A | #N/A | #N/A | #N/A | #N/A | #N/A | #N/A | #N/A | #N/A | #N/A | #N/A | #N/A | #N/A | #N/A | #N/A | #N/A | #N/A | #N/A | #N/A | #N/A | #N/A | #N/A | #N/A | #N/A | #N/A
[26 empty] | R410A | 1 | 641 | #N/A | #N/A | #N/A | #N/A | #N/A | #N/A | #N/A | #N/A | #N/A | #N/A | #N/A | #N/A | #N/A | #N/A | #N/A | #N/A | #N/A | #N/A | #N/A | #N/A | #N/A | #N/A | #N/A | #N/A | #N/A | #N/A | #N/A | #N/A | #N/A | #N/A | #N/A | #N/A | #N/A | #N/A | #N/A | #N/A | #N/A | #N/A | #N/A | #N/A | #N/A | #N/A | #N/A | #N/A | #N/A | #N/A | #N/A | #N/A | #N/A | #N/A | #N/A | #N/A | #N/A | #N/A | #N/A | #N/A | #N/A | #N/A | #N/A | #N/A | #N/A
[26 empty] | R410A | 2 | 642 | #N/A | #N/A | #N/A | #N/A | #N/A | #N/A | #N/A | #N/A | #N/A | #N/A | #N/A | #N/A | #N/A | #N/A | #N/A | #N/A | #N/A | #N/A | #N/A | #N/A | #N/A | #N/A | #N/A | #N/A | #N/A | #N/A | #N/A | #N/A | #N/A | #N/A | #N/A | #N/A | #N/A | #N/A | #N/A | #N/A | #N/A | #N/A | #N/A | #N/A | #N/A | #N/A | #N/A | #N/A | #N/A | #N/A | #N/A | #N/A | #N/A | #N/A | #N/A | #N/A | #N/A | #N/A | #N/A | #N/A | #N/A | #N/A | #N/A | #N/A | #N/A
[26 empty] | R410A | 3 | 643 | #N/A | #N/A | #N/A | #N/A | #N/A | #N/A | #N/A | #N/A | #N/A | #N/A | #N/A | #N/A | #N/A | #N/A | #N/A | #N/A | #N/A | #N/A | #N/A | #N/A | #N/A | #N/A | #N/A | #N/A | #N/A | #N/A | #N/A | #N/A | #N/A | #N/A | #N/A | #N/A | #N/A | #N/A | #N/A | #N/A | #N/A | #N/A | #N/A | #N/A | #N/A | #N/A | #N/A | #N/A | #N/A | #N/A | #N/A | #N/A | #N/A | #N/A | #N/A | #N/A | #N/A | #N/A | #N/A | #N/A | #N/A | #N/A | #N/A | #N/A | #N/A
[26 empty] | R410A | 4 | 644 | #N/A | #N/A | #N/A | #N/A | #N/A | #N/A | #N/A | #N/A | #N/A | #N/A | #N/A | #N/A | #N/A | #N/A | #N/A | #N/A | #N/A | #N/A | #N/A | #N/A | #N/A | #N/A | #N/A | #N/A | #N/A | #N/A | #N/A | #N/A | #N/A | #N/A | #N/A | #N/A | #N/A | #N/A | #N/A | #N/A | #N/A | #N/A | #N/A | #N/A | #N/A | #N/A | #N/A | #N/A | #N/A | #N/A | #N/A | #N/A | #N/A | #N/A | #N/A | #N/A | #N/A | #N/A | #N/A | #N/A | #N/A | #N/A | #N/A | #N/A | #N/A
[26 empty] | R410A | 5 | 645 | #N/A | #N/A | #N/A | #N/A | #N/A | #N/A | #N/A | #N/A | #N/A | #N/A | #N/A | #N/A | #N/A | #N/A | #N/A | #N/A | #N/A | #N/A | #N/A | #N/A | #N/A | #N/A | #N/A | #N/A | #N/A | #N/A | #N/A | #N/A | #N/A | #N/A | #N/A | #N/A | #N/A | #N/A | #N/A | #N/A | #N/A | #N/A | #N/A | #N/A | #N/A | #N/A | #N/A | #N/A | #N/A | #N/A | #N/A | #N/A | #N/A | #N/A | #N/A | #N/A | #N/A | #N/A | #N/A | #N/A | #N/A | #N/A | #N/A | #N/A | #N/A
[26 empty] | R410A | 6 | 646 | #N/A | #N/A | #N/A | #N/A | #N/A | #N/A | #N/A | #N/A | #N/A | #N/A | #N/A | #N/A | #N/A | #N/A | #N/A | #N/A | #N/A | #N/A | #N/A | #N/A | #N/A | #N/A | #N/A | #N/A | #N/A | #N/A | #N/A | #N/A | #N/A | #N/A | #N/A | #N/A | #N/A | #N/A | #N/A | #N/A | #N/A | #N/A | #N/A | #N/A | #N/A | #N/A | #N/A | #N/A | #N/A | #N/A | #N/A | #N/A | #N/A | #N/A | #N/A | #N/A | #N/A | #N/A | #N/A | #N/A | #N/A | #N/A | #N/A | #N/A | #N/A
[26 empty] | R410A | 7 | 647 | #N/A | #N/A | #N/A | #N/A | #N/A | #N/A | #N/A | #N/A | #N/A | #N/A | #N/A | #N/A | #N/A | #N/A | #N/A | #N/A | #N/A | #N/A | #N/A | #N/A | #N/A | #N/A | #N/A | #N/A | #N/A | #N/A | #N/A | #N/A | #N/A | #N/A | #N/A | #N/A | #N/A | #N/A | #N/A | #N/A | #N/A | #N/A | #N/A | #N/A | #N/A | #N/A | #N/A | #N/A | #N/A | #N/A | #N/A | #N/A | #N/A | #N/A | #N/A | #N/A | #N/A | #N/A | #N/A | #N/A | #N/A | #N/A | #N/A | #N/A | #N/A
[26 empty] | R410A | 8 | 648 | #N/A | #N/A | #N/A | #N/A | #N/A | #N/A | #N/A | #N/A | #N/A | #N/A | #N/A | #N/A | #N/A | #N/A | #N/A | #N/A | #N/A | #N/A | #N/A | #N/A | #N/A | #N/A | #N/A | #N/A | #N/A | #N/A | #N/A | #N/A | #N/A | #N/A | #N/A | #N/A | #N/A | #N/A | #N/A | #N/A | #N/A | #N/A | #N/A | #N/A | #N/A | #N/A | #N/A | #N/A | #N/A | #N/A | #N/A | #N/A | #N/A | #N/A | #N/A | #N/A | #N/A | #N/A | #N/A | #N/A | #N/A | #N/A | #N/A | #N/A | #N/A
[26 empty] | R410A | 9 | 649 | #N/A | #N/A | #N/A | #N/A | #N/A | #N/A | #N/A | #N/A | #N/A | #N/A | #N/A | #N/A | #N/A | #N/A | #N/A | #N/A | #N/A | #N/A | #N/A | #N/A | #N/A | #N/A | #N/A | #N/A | #N/A | #N/A | #N/A | #N/A | #N/A | #N/A | #N/A | #N/A | #N/A | #N/A | #N/A | #N/A | #N/A | #N/A | #N/A | #N/A | #N/A | #N/A | #N/A | #N/A | #N/A | #N/A | #N/A | #N/A | #N/A | #N/A | #N/A | #N/A | #N/A | #N/A | #N/A | #N/A | #N/A | #N/A | #N/A | #N/A | #N/A
[26 empty] | R410A | 10 | 650 | 2.9491 | 3.0549 | 3.1616 | 3.2693 | 3.3779 | 3.4876 | 3.5983 | 3.7101 | 3.8231 | 3.9372 | 4.0526 | 4.1692 | 4.2871 | 4.4062 | 4.5267 | 4.6485 | 4.7717 | 4.8962 | 5.0221 | 5.1495 | 5.2783 | 5.4085 | 5.5402 | 5.6734 | 5.8081 | 5.9443 | 6.0821 | 6.2213 | 6.3622 | 6.5046 | 6.6486 | 6.7942 | 6.9415 | 7.0903 | 7.2408 | 7.393 | 7.5468 | 7.7023 | 7.8595 | 8.0184 | 8.179 | 8.3409 | 8.5049 | 8.6707 | 8.8383 | 9.0076 | 9.1788 | 9.3517 | 9.5265 | 9.7031 | 9.8816 | 10.0619 | #N/A | #N/A | #N/A | #N/A | #N/A | #N/A | #N/A | #N/A | #N/A
[26 empty] | R410A | 11 | 651 | 2.9248 | 3.0298 | 3.1357 | 3.2426 | 3.3504 | 3.4593 | 3.5692 | 3.6801 | 3.7923 | 3.9056 | 4.0201 | 4.1359 | 4.2529 | 4.3712 | 4.4908 | 4.6117 | 4.734 | 4.8577 | 4.9827 | 5.1092 | 5.237 | 5.3664 | 5.4971 | 5.6294 | 5.7632 | 5.8984 | 6.0352 | 6.1735 | 6.3134 | 6.4548 | 6.5978 | 6.7424 | 6.8887 | 7.0365 | 7.186 | 7.3371 | 7.4898 | 7.6443 | 7.8004 | 7.9582 | 8.1178 | 8.2786 | 8.4415 | 8.6062 | 8.7726 | 8.9408 | 9.1108 | 9.2826 | 9.4562 | 9.6316 | 9.8089 | 9.988 | 10.169 | #N/A | #N/A | #N/A | #N/A | #N/A | #N/A | #N/A | #N/A
[26 empty] | R410A | 12 | 652 | 2.9005 | 3.0047 | 3.1098 | 3.2158 | 3.3228 | 3.4308 | 3.5399 | 3.65 | 3.7614 | 3.8739 | 3.9875 | 4.1024 | 4.2186 | 4.336 | 4.4548 | 4.5748 | 4.6962 | 4.819 | 4.9431 | 5.0687 | 5.1956 | 5.324 | 5.4539 | 5.5852 | 5.718 | 5.8523 | 5.9881 | 6.1255 | 6.2644 | 6.4048 | 6.5469 | 6.6905 | 6.8357 | 6.9825 | 7.1309 | 7.281 | 7.4327 | 7.5861 | 7.7411 | 7.8979 | 8.0563 | 8.216 | 8.3778 | 8.5414 | 8.7067 | 8.8738 | 9.0426 | 9.2132 | 9.3856 | 9.5599 | 9.7359 | 9.9138 | 10.0936 | 10.2752 | #N/A | #N/A | #N/A | #N/A | #N/A | #N/A | #N/A
[26 empty] | R410A | 13 | 653 | 2.876 | 2.9794 | 3.0837 | 3.1889 | 3.2951 | 3.4023 | 3.5106 | 3.6199 | 3.7303 | 3.842 | 3.9548 | 4.0689 | 4.1842 | 4.3007 | 4.4186 | 4.5378 | 4.6583 | 4.7802 | 4.9034 | 5.028 | 5.1541 | 5.2816 | 5.4105 | 5.5409 | 5.6727 | 5.8061 | 5.9409 | 6.0773 | 6.2152 | 6.3546 | 6.4957 | 6.6383 | 6.7824 | 6.9282 | 7.0756 | 7.2246 | 7.3753 | 7.5276 | 7.6816 | 7.8373 | 7.9946 | 8.1532 | 8.3139 | 8.4763 | 8.6405 | 8.8064 | 8.9741 | 9.1435 | 9.3148 | 9.4878 | 9.6627 | 9.8393 | 10.0179 | 10.1982 | 10.3805 | #N/A | #N/A | #N/A | #N/A | #N/A | #N/A
[26 empty] | R410A | 14 | 654 | 2.8514 | 2.954 | 3.0575 | 3.1619 | 3.2673 | 3.3736 | 3.4811 | 3.5895 | 3.6992 | 3.81 | 3.922 | 4.0352 | 4.1496 | 4.2653 | 4.3823 | 4.5006 | 4.6202 | 4.7412 | 4.8635 | 4.9872 | 5.1123 | 5.2389 | 5.3669 | 5.4963 | 5.6272 | 5.7596 | 5.8935 | 6.0289 | 6.1658 | 6.3043 | 6.4443 | 6.5859 | 6.729 | 6.8738 | 7.0201 | 7.1681 | 7.3177 | 7.4689 | 7.6218 | 7.7764 | 7.9326 | 8.0901 | 8.2497 | 8.411 | 8.574 | 8.7388 | 8.9053 | 9.0736 | 9.2436 | 9.4155 | 9.5891 | 9.7646 | 9.9418 | 10.121 | 10.302 | 10.4848 | #N/A | #N/A | #N/A | #N/A | #N/A
[26 empty] | R410A | 15 | 655 | 2.8268 | 2.9285 | 3.0312 | 3.1348 | 3.2393 | 3.3449 | 3.4515 | 3.5591 | 3.6679 | 3.7778 | 3.889 | 4.0013 | 4.1149 | 4.2297 | 4.3458 | 4.4632 | 4.5819 | 4.702 | 4.8234 | 4.9462 | 5.0704 | 5.196 | 5.3231 | 5.4516 | 5.5815 | 5.7129 | 5.8459 | 5.9803 | 6.1162 | 6.2537 | 6.3927 | 6.5332 | 6.6754 | 6.8191 | 6.9644 | 7.1113 | 7.2598 | 7.41 | 7.5618 | 7.7153 | 7.8704 | 8.0268 | 8.1852 | 8.3454 | 8.5073 | 8.6709 | 8.8362 | 9.0033 | 9.1722 | 9.3428 | 9.5153 | 9.6895 | 9.8655 | 10.0434 | 10.2231 | 10.4047 | 10.5881 | #N/A | #N/A | #N/A | #N/A
[26 empty] | R410A | 16 | 656 | 2.802 | 2.9029 | 3.0048 | 3.1075 | 3.2113 | 3.316 | 3.4218 | 3.5285 | 3.6365 | 3.7456 | 3.8558 | 3.9673 | 4.08 | 4.194 | 4.3092 | 4.4257 | 4.5435 | 4.6627 | 4.7832 | 4.9051 | 5.0283 | 5.153 | 5.2791 | 5.4067 | 5.5356 | 5.6661 | 5.798 | 5.9315 | 6.0664 | 6.2028 | 6.3408 | 6.4804 | 6.6215 | 6.7641 | 6.9084 | 7.0543 | 7.2017 | 7.3508 | 7.5015 | 7.6539 | 7.8079 | 7.9632 | 8.1205 | 8.2795 | 8.4403 | 8.6027 | 8.7669 | 8.9328 | 9.1005 | 9.2699 | 9.4411 | 9.6141 | 9.7889 | 9.9655 | 10.1439 | 10.3242 | 10.5064 | 10.6904 | #N/A | #N/A | #N/A
[26 empty] | R410A | 17 | 657 | 2.7771 | 2.8772 | 2.9783 | 3.0802 | 3.1831 | 3.287 | 3.3919 | 3.4978 | 3.6049 | 3.7132 | 3.8226 | 3.9332 | 4.045 | 4.1581 | 4.2724 | 4.388 | 4.5049 | 4.6232 | 4.7428 | 4.8637 | 4.9861 | 5.1098 | 5.235 | 5.3615 | 5.4896 | 5.619 | 5.75 | 5.8824 | 6.0164 | 6.1518 | 6.2888 | 6.4273 | 6.5674 | 6.709 | 6.8522 | 6.997 | 7.1434 | 7.2914 | 7.441 | 7.5923 | 7.7452 | 7.8993 | 8.0555 | 8.2134 | 8.373 | 8.5342 | 8.6972 | 8.8619 | 9.0284 | 9.1966 | 9.3666 | 9.5383 | 9.7119 | 9.8873 | 10.0644 | 10.2434 | 10.4243 | 10.607 | 10.7916 | #N/A | #N/A
[26 empty] | R410A | 18 | 658 | 2.7521 | 2.8514 | 2.9516 | 3.0527 | 3.1548 | 3.2578 | 3.3619 | 3.467 | 3.5732 | 3.6806 | 3.7892 | 3.8989 | 4.0098 | 4.122 | 4.2354 | 4.3502 | 4.4662 | 4.5835 | 4.7022 | 4.8222 | 4.9436 | 5.0664 | 5.1906 | 5.3162 | 5.4433 | 5.5718 | 5.7017 | 5.8332 | 5.9661 | 6.1006 | 6.2365 | 6.374 | 6.513 | 6.6536 | 6.7957 | 6.9395 | 7.0848 | 7.2317 | 7.3802 | 7.5304 | 7.6822 | 7.8352 | 7.9902 | 8.1469 | 8.3053 | 8.4654 | 8.6273 | 8.7908 | 8.956 | 9.123 | 9.2918 | 9.4623 | 9.6346 | 9.8087 | 9.9846 | 10.1623 | 10.3418 | 10.5232 | 10.7065 | 10.8916 | #N/A
[26 empty] | R410A | 19 | 659 | 2.727 | 2.8255 | 2.9249 | 3.0251 | 3.1263 | 3.2285 | 3.3318 | 3.436 | 3.5414 | 3.6479 | 3.7556 | 3.8644 | 3.9745 | 4.0858 | 4.1983 | 4.3121 | 4.4272 | 4.5437 | 4.6614 | 4.7805 | 4.901 | 5.0228 | 5.1461 | 5.2707 | 5.3968 | 5.5243 | 5.6533 | 5.7837 | 5.9156 | 6.0491 | 6.184 | 6.3204 | 6.4584 | 6.5979 | 6.739 | 6.8817 | 7.0259 | 7.1717 | 7.3191 | 7.4682 | 7.6188 | 7.7707 | 7.9246 | 8.0802 | 8.2374 | 8.3964 | 8.557 | 8.7193 | 8.8833 | 9.0491 | 9.2166 | 9.3859 | 9.5569 | 9.7297 | 9.9043 | 10.0807 | 10.259 | 10.439 | 10.621 | 10.8047 | 10.9904
[26 empty] | R410A | 20 | 660 | 2.7018 | 2.7995 | 2.898 | 2.9974 | 3.0978 | 3.1991 | 3.3015 | 3.4049 | 3.5094 | 3.6151 | 3.7219 | 3.8298 | 3.939 | 4.0494 | 4.161 | 4.2739 | 4.3881 | 4.5036 | 4.6205 | 4.7386 | 4.8581 | 4.979 | 5.1013 | 5.225 | 5.3501 | 5.4766 | 5.6046 | 5.734 | 5.8649 | 5.9973 | 6.1312 | 6.2666 | 6.4036 | 6.542 | 6.682 | 6.8236 | 6.9667 | 7.1115 | 7.2578 | 7.4057 | 7.5552 | 7.706 | 7.8587 | 8.0131 | 8.1692 | 8.3269 | 8.4864 | 8.6475 | 8.8103 | 8.9748 | 9.1411 | 9.3091 | 9.4789 | 9.6504 | 9.8237 | 9.9988 | 10.1758 | 10.3545 | 10.5351 | 10.7175 | 10.9018
[26 empty] | R410A | 21 | 661 | 2.6764 | 2.7733 | 2.871 | 2.9695 | 3.0691 | 3.1696 | 3.2711 | 3.3736 | 3.4773 | 3.5821 | 3.688 | 3.7951 | 3.9033 | 4.0128 | 4.1236 | 4.2356 | 4.3488 | 4.4634 | 4.5793 | 4.6965 | 4.8151 | 4.935 | 5.0563 | 5.179 | 5.3032 | 5.4287 | 5.5557 | 5.6841 | 5.814 | 5.9454 | 6.0782 | 6.2126 | 6.3485 | 6.4858 | 6.6248 | 6.7653 | 6.9073 | 7.0509 | 7.1961 | 7.3429 | 7.4913 | 7.6409 | 7.7925 | 7.9458 | 8.1006 | 8.2572 | 8.4154 | 8.5753 | 8.7369 | 8.9002 | 9.0652 | 9.232 | 9.4005 | 9.5707 | 9.7428 | 9.9165 | 10.0921 | 10.2695 | 10.4488 | 10.6298 | 10.8127
[26 empty] | R410A | 22 | 662 | 2.651 | 2.747 | 2.8438 | 2.9415 | 3.0402 | 3.1399 | 3.2405 | 3.3422 | 3.445 | 3.5489 | 3.6539 | 3.7601 | 3.8675 | 3.9761 | 4.0859 | 4.197 | 4.3094 | 4.423 | 4.5379 | 4.6542 | 4.7718 | 4.8908 | 5.0111 | 5.1329 | 5.256 | 5.3805 | 5.5065 | 5.6339 | 5.7628 | 5.8931 | 6.025 | 6.1583 | 6.2931 | 6.4294 | 6.5673 | 6.7067 | 6.8476 | 6.9901 | 7.1342 | 7.2799 | 7.4271 | 7.5756 | 7.726 | 7.8781 | 8.0318 | 8.1871 | 8.3441 | 8.5028 | 8.6632 | 8.8252 | 8.989 | 9.1545 | 9.3217 | 9.4907 | 9.6614 | 9.8339 | 10.0081 | 10.1842 | 10.362 | 10.5417 | 10.7232
[26 empty] | R410A | 23 | 663 | 2.6254 | 2.7205 | 2.8165 | 2.9134 | 3.0112 | 3.11 | 3.2098 | 3.3106 | 3.4125 | 3.5156 | 3.6197 | 3.725 | 3.8315 | 3.9392 | 4.0481 | 4.1583 | 4.2697 | 4.3824 | 4.4964 | 4.6117 | 4.7284 | 4.8464 | 4.9657 | 5.0865 | 5.2086 | 5.3322 | 5.4571 | 5.5835 | 5.7114 | 5.8407 | 5.9714 | 6.1037 | 6.2374 | 6.3727 | 6.5094 | 6.6477 | 6.7876 | 6.929 | 7.0719 | 7.2165 | 7.3626 | 7.5099 | 7.6591 | 7.81 | 7.9625 | 8.1167 | 8.2725 | 8.43 | 8.5891 | 8.7499 | 8.9124 | 9.0766 | 9.2425 | 9.4102 | 9.5796 | 9.7508 | 9.9237 | 10.0984 | 10.2749 | 10.4532 | 10.6333
[26 empty] | R410A | 24 | 664 | 2.5997 | 2.694 | 2.7891 | 2.8852 | 2.9821 | 3.08 | 3.179 | 3.2789 | 3.3799 | 3.4821 | 3.5853 | 3.6897 | 3.7953 | 3.9021 | 4.0101 | 4.1193 | 4.2298 | 4.3416 | 4.4546 | 4.569 | 4.6847 | 4.8017 | 4.9201 | 5.0399 | 5.161 | 5.2835 | 5.4075 | 5.5328 | 5.6597 | 5.7879 | 5.9176 | 6.0488 | 6.1815 | 6.3157 | 6.4513 | 6.5885 | 6.7273 | 6.8675 | 7.0094 | 7.1528 | 7.2977 | 7.4438 | 7.5919 | 7.7417 | 7.893 | 8.0459 | 8.2005 | 8.3567 | 8.5146 | 8.6742 | 8.8354 | 8.9983 | 9.163 | 9.3293 | 9.4974 | 9.6673 | 9.8388 | 10.0122 | 10.1873 | 10.3642 | 10.5429
[26 empty] | R410A | 25 | 665 | 2.5738 | 2.6673 | 2.7616 | 2.8567 | 2.9528 | 3.0499 | 3.148 | 3.247 | 3.3471 | 3.4484 | 3.5507 | 3.6543 | 3.7589 | 3.8648 | 3.9719 | 4.0802 | 4.1897 | 4.3005 | 4.4126 | 4.526 | 4.6408 | 4.7568 | 4.8742 | 4.993 | 5.1131 | 5.2346 | 5.3576 | 5.4819 | 5.6077 | 5.7349 | 5.8636 | 5.9937 | 6.1253 | 6.2584 | 6.3929 | 6.529 | 6.6667 | 6.8058 | 6.9465 | 7.0887 | 7.2325 | 7.3775 | 7.5244 | 7.6729 | 7.823 | 7.9748 | 8.1281 | 8.2831 | 8.4398 | 8.5981 | 8.758 | 8.9197 | 9.083 | 9.2481 | 9.4148 | 9.5833 | 9.7535 | 9.9255 | 10.0993 | 10.2748 | 10.4521
[26 empty] | R410A | 26 | 666 | 2.5478 | 2.6404 | 2.7339 | 2.8282 | 2.9234 | 3.0196 | 3.1168 | 3.2149 | 3.3142 | 3.4145 | 3.516 | 3.6186 | 3.7224 | 3.8273 | 3.9334 | 4.0408 | 4.1494 | 4.2593 | 4.3704 | 4.4829 | 4.5966 | 4.7117 | 4.8281 | 4.9459 | 5.065 | 5.1855 | 5.3074 | 5.4307 | 5.5554 | 5.6816 | 5.8092 | 5.9382 | 6.0688 | 6.2008 | 6.3342 | 6.4692 | 6.6057 | 6.7437 | 6.8833 | 7.0244 | 7.167 | 7.3108 | 7.4565 | 7.6038 | 7.7527 | 7.9032 | 8.0554 | 8.2091 | 8.3645 | 8.5215 | 8.6802 | 8.8406 | 9.0026 | 9.1663 | 9.3318 | 9.4989 | 9.6678 | 9.8384 | 10.0108 | 10.1849 | 10.3608
[26 empty] | R410A | 27 | 667 | 2.5217 | 2.6135 | 2.706 | 2.7994 | 2.8938 | 2.9891 | 3.0854 | 3.1827 | 3.2811 | 3.3805 | 3.4811 | 3.5827 | 3.6856 | 3.7896 | 3.8948 | 4.0012 | 4.1089 | 4.2178 | 4.328 | 4.4395 | 4.5522 | 4.6663 | 4.7817 | 4.8985 | 5.0166 | 5.1361 | 5.257 | 5.3792 | 5.5029 | 5.628 | 5.7545 | 5.8825 | 6.0119 | 6.1428 | 6.2752 | 6.4091 | 6.5444 | 6.6813 | 6.8197 | 6.9596 | 7.1011 | 7.2437 | 7.3882 | 7.5344 | 7.6821 | 7.8313 | 7.9822 | 8.1347 | 8.2888 | 8.4446 | 8.602 | 8.7611 | 8.9218 | 9.0842 | 9.2483 | 9.4141 | 9.5816 | 9.7508 | 9.9218 | 10.0945 | 10.269
[26 empty] | R410A | 28 | 668 | 2.4955 | 2.5863 | 2.678 | 2.7706 | 2.864 | 2.9585 | 3.0539 | 3.1503 | 3.2477 | 3.3463 | 3.4459 | 3.5467 | 3.6486 | 3.7517 | 3.856 | 3.9615 | 4.0682 | 4.1761 | 4.2853 | 4.3958 | 4.5076 | 4.6207 | 4.7351 | 4.8509 | 4.9679 | 5.0864 | 5.2062 | 5.3275 | 5.4501 | 5.5741 | 5.6996 | 5.8265 | 5.9548 | 6.0846 | 6.2158 | 6.3486 | 6.4828 | 6.6185 | 6.7558 | 6.8945 | 7.0348 | 7.1763 | 7.3196 | 7.4645 | 7.611 | 7.759 | 7.9087 | 8.0599 | 8.2128 | 8.3672 | 8.5233 | 8.6811 | 8.8405 | 9.0016 | 9.1643 | 9.3287 | 9.4949 | 9.6627 | 9.8323 | 10.0036 | 10.1766
[26 empty] | R410A | 29 | 669 | 2.469 | 2.559 | 2.6498 | 2.7415 | 2.8341 | 2.9277 | 3.0222 | 3.1177 | 3.2142 | 3.3119 | 3.4106 | 3.5104 | 3.6114 | 3.7136 | 3.8169 | 3.9214 | 4.0272 | 4.1342 | 4.2424 | 4.3519 | 4.4627 | 4.5748 | 4.6882 | 4.8029 | 4.919 | 5.0364 | 5.1552 | 5.2754 | 5.397 | 5.5199 | 5.6443 | 5.7701 | 5.8973 | 6.026 | 6.1561 | 6.2878 | 6.4208 | 6.5554 | 6.6915 | 6.8291 | 6.9682 | 7.1084 | 7.2506 | 7.3942 | 7.5395 | 7.6863 | 7.8347 | 7.9847 | 8.1362 | 8.2894 | 8.4442 | 8.6007 | 8.7587 | 8.9185 | 9.0799 | 9.2429 | 9.4077 | 9.5741 | 9.7423 | 9.9122 | 10.0838
[26 empty] | R410A | 30 | 670 | 2.4425 | 2.5316 | 2.6215 | 2.7123 | 2.804 | 2.8967 | 2.9903 | 3.0849 | 3.1805 | 3.2772 | 3.375 | 3.474 | 3.574 | 3.6752 | 3.7776 | 3.8812 | 3.986 | 4.092 | 4.1992 | 4.3078 | 4.4176 | 4.5287 | 4.641 | 4.7548 | 4.8698 | 4.9862 | 5.1039 | 5.223 | 5.3435 | 5.4654 | 5.5887 | 5.7134 | 5.8395 | 5.9671 | 6.0961 | 6.2266 | 6.3585 | 6.4919 | 6.6268 | 6.7632 | 6.9012 | 7.0402 | 7.1811 | 7.3236 | 7.4676 | 7.6132 | 7.7603 | 7.909 | 8.0593 | 8.2112 | 8.3647 | 8.5198 | 8.6765 | 8.8349 | 8.9949 | 9.1566 | 9.32 | 9.485 | 9.6518 | 9.8202 | 9.9904
[26 empty] | R410A | 31 | 671 | 2.4157 | 2.5039 | 2.593 | 2.6829 | 2.7737 | 2.8655 | 2.9582 | 3.0519 | 3.1466 | 3.2424 | 3.3393 | 3.4373 | 3.5364 | 3.6367 | 3.7381 | 3.8407 | 3.9445 | 4.0495 | 4.1558 | 4.2633 | 4.3721 | 4.4822 | 4.5936 | 4.7063 | 4.8203 | 4.9356 | 5.0523 | 5.1703 | 5.2898 | 5.4106 | 5.5328 | 5.6564 | 5.7814 | 5.9078 | 6.0357 | 6.165 | 6.2958 | 6.4281 | 6.5618 | 6.697 | 6.8337 | 6.9716 | 7.1113 | 7.2525 | 7.3953 | 7.5396 | 7.6854 | 7.8328 | 7.9818 | 8.1324 | 8.2846 | 8.4384 | 8.5938 | 8.7508 | 8.9095 | 9.0698 | 9.2317 | 9.3954 | 9.5607 | 9.7277 | 9.8964
[26 empty] | R410A | 32 | 672 | 2.3888 | 2.4762 | 2.5643 | 2.6533 | 2.7433 | 2.8341 | 2.9259 | 3.0187 | 3.1125 | 3.2074 | 3.3033 | 3.4004 | 3.4985 | 3.5978 | 3.6983 | 3.7999 | 3.9028 | 4.0068 | 4.1121 | 4.2187 | 4.3264 | 4.4355 | 4.5458 | 4.6575 | 4.7705 | 4.8847 | 5.0004 | 5.1173 | 5.2357 | 5.3554 | 5.4765 | 5.599 | 5.7229 | 5.8482 | 5.9749 | 6.1031 | 6.2327 | 6.3638 | 6.4963 | 6.6304 | 6.7659 | 6.9025 | 7.041 | 7.181 | 7.3225 | 7.4655 | 7.6101 | 7.7562 | 7.9039 | 8.0532 | 8.2041 | 8.3565 | 8.5106 | 8.6662 | 8.8235 | 8.9824 | 9.143 | 9.3052 | 9.4691 | 9.6346 | 9.8019
[26 empty] | R410A | 33 | 673 | 2.3617 | 2.4482 | 2.5355 | 2.6236 | 2.7126 | 2.8025 | 2.8934 | 2.9853 | 3.0782 | 3.1721 | 3.2671 | 3.3632 | 3.4604 | 3.5588 | 3.6583 | 3.7589 | 3.8608 | 3.9639 | 4.0682 | 4.1737 | 4.2804 | 4.3885 | 4.4978 | 4.6084 | 4.7203 | 4.8335 | 4.9481 | 5.064 | 5.1812 | 5.2999 | 5.4198 | 5.5412 | 5.664 | 5.7882 | 5.9137 | 6.0408 | 6.1692 | 6.2991 | 6.4305 | 6.5633 | 6.6976 | 6.833 | 6.9702 | 7.109 | 7.2492 | 7.391 | 7.5343 | 7.6791 | 7.8255 | 7.9735 | 8.123 | 8.2741 | 8.4268 | 8.5811 | 8.737 | 8.8945 | 9.0536 | 9.2144 | 9.3769 | 9.541 | 9.7067
[26 empty] | R410A | 34 | 674 | 2.3345 | 2.42 | 2.5064 | 2.5936 | 2.6817 | 2.7707 | 2.8607 | 2.9516 | 3.0436 | 3.1366 | 3.2307 | 3.3258 | 3.4221 | 3.5195 | 3.618 | 3.7177 | 3.8185 | 3.9206 | 4.0239 | 4.1284 | 4.2341 | 4.3412 | 4.4494 | 4.559 | 4.6698 | 4.782 | 4.8955 | 5.0103 | 5.1265 | 5.244 | 5.3628 | 5.4831 | 5.6047 | 5.7277 | 5.8522 | 5.978 | 6.1053 | 6.234 | 6.3642 | 6.4958 | 6.6289 | 6.763 | 6.899 | 7.0365 | 7.1755 | 7.316 | 7.458 | 7.6015 | 7.7466 | 7.8932 | 8.0414 | 8.1912 | 8.3425 | 8.4954 | 8.6499 | 8.806 | 8.9637 | 9.1231 | 9.284 | 9.4467 | 9.611
[26 empty] | R410A | 35 | 675 | 2.3071 | 2.3917 | 2.4772 | 2.5635 | 2.6506 | 2.7387 | 2.8278 | 2.9178 | 3.0088 | 3.1009 | 3.194 | 3.2882 | 3.3835 | 3.4799 | 3.5774 | 3.6761 | 3.776 | 3.8771 | 3.9793 | 4.0828 | 4.1875 | 4.2935 | 4.4007 | 4.5092 | 4.619 | 4.7301 | 4.8425 | 4.9562 | 5.0713 | 5.1877 | 5.3054 | 5.4245 | 5.545 | 5.6669 | 5.7902 | 5.9149 | 6.041 | 6.1685 | 6.2974 | 6.4278 | 6.5597 | 6.6926 | 6.8273 | 6.9636 | 7.1013 | 7.2405 | 7.3812 | 7.5234 | 7.6672 | 7.8124 | 7.9593 | 8.1077 | 8.2576 | 8.4091 | 8.5622 | 8.7169 | 8.8732 | 9.0311 | 9.1906 | 9.3517 | 9.5145
[26 empty] | R410A | 36 | 676 | 2.2794 | 2.3632 | 2.4477 | 2.5331 | 2.6194 | 2.7065 | 2.7946 | 2.8837 | 2.9738 | 3.0649 | 3.157 | 3.2503 | 3.3446 | 3.44 | 3.5366 | 3.6343 | 3.7332 | 3.8332 | 3.9345 | 4.0369 | 4.1406 | 4.2455 | 4.3517 | 4.4591 | 4.5679 | 4.6779 | 4.7892 | 4.9018 | 5.0157 | 5.131 | 5.2476 | 5.3656 | 5.485 | 5.6057 | 5.7278 | 5.8513 | 5.9762 | 6.1025 | 6.2302 | 6.3594 | 6.49 | 6.6217 | 6.7552 | 6.8901 | 7.0265 | 7.1644 | 7.3038 | 7.4447 | 7.5872 | 7.7311 | 7.8766 | 8.0236 | 8.1721 | 8.3222 | 8.4739 | 8.6272 | 8.782 | 8.9385 | 9.0965 | 9.2562 | 9.4175
[26 empty] | R410A | 37 | 677 | 2.2516 | 2.3344 | 2.418 | 2.5025 | 2.5878 | 2.6741 | 2.7613 | 2.8493 | 2.9385 | 3.0286 | 3.1198 | 3.2121 | 3.3054 | 3.3999 | 3.4954 | 3.5921 | 3.69 | 3.789 | 3.8893 | 3.9907 | 4.0933 | 4.1972 | 4.3023 | 4.4087 | 4.5163 | 4.6253 | 4.7355 | 4.847 | 4.9598 | 5.0739 | 5.1894 | 5.3063 | 5.4244 | 5.544 | 5.6649 | 5.7872 | 5.9109 | 6.036 | 6.1625 | 6.2904 | 6.4198 | 6.5502 | 6.6825 | 6.8161 | 6.9513 | 7.0879 | 7.2259 | 7.3655 | 7.5066 | 7.6492 | 7.7933 | 7.9389 | 8.086 | 8.2347 | 8.385 | 8.5368 | 8.6902 | 8.8452 | 9.0017 | 9.1599 | 9.3197
[26 empty] | R410A | 38 | 678 | 2.2236 | 2.3055 | 2.3882 | 2.4717 | 2.5561 | 2.6414 | 2.7276 | 2.8148 | 2.9029 | 2.9921 | 3.0823 | 3.1736 | 3.266 | 3.3594 | 3.454 | 3.5497 | 3.6465 | 3.7445 | 3.8437 | 3.9441 | 4.0457 | 4.1485 | 4.2526 | 4.3579 | 4.4644 | 4.5722 | 4.6813 | 4.7917 | 4.9034 | 5.0165 | 5.1308 | 5.2465 | 5.3635 | 5.4818 | 5.6016 | 5.7227 | 5.8452 | 5.969 | 6.0943 | 6.221 | 6.3491 | 6.4783 | 6.6092 | 6.7416 | 6.8754 | 7.0107 | 7.1475 | 7.2857 | 7.4254 | 7.5666 | 7.7093 | 7.8536 | 7.9993 | 8.1466 | 8.2954 | 8.4458 | 8.5977 | 8.7512 | 8.9062 | 9.0629 | 9.2212
[26 empty] | R410A | 39 | 679 | 2.1953 | 2.2763 | 2.358 | 2.4406 | 2.5241 | 2.6084 | 2.6937 | 2.7799 | 2.8671 | 2.9553 | 3.0446 | 3.1348 | 3.2262 | 3.3187 | 3.4122 | 3.5069 | 3.6027 | 3.6997 | 3.7979 | 3.8972 | 3.9977 | 4.0995 | 4.2024 | 4.3066 | 4.4121 | 4.5188 | 4.6268 | 4.7361 | 4.8466 | 4.9585 | 5.0717 | 5.1862 | 5.302 | 5.4192 | 5.5377 | 5.6576 | 5.7789 | 5.9016 | 6.0256 | 6.151 | 6.2779 | 6.4058 | 6.5354 | 6.6665 | 6.799 | 6.933 | 7.0684 | 7.2052 | 7.3436 | 7.4834 | 7.6248 | 7.7676 | 7.9119 | 8.0578 | 8.2051 | 8.354 | 8.5045 | 8.6565 | 8.81 | 8.9652 | 9.1219
[26 empty] | R410A | 40 | 680 | 2.1668 | 2.2469 | 2.3277 | 2.4093 | 2.4918 | 2.5752 | 2.6595 | 2.7448 | 2.831 | 2.9182 | 3.0065 | 3.0958 | 3.1861 | 3.2776 | 3.3701 | 3.4638 | 3.5586 | 3.6545 | 3.7516 | 3.8499 | 3.9494 | 4.05 | 4.1519 | 4.255 | 4.3594 | 4.465 | 4.5718 | 4.68 | 4.7894 | 4.9001 | 5.0121 | 5.1255 | 5.2401 | 5.3561 | 5.4734 | 5.5921 | 5.7121 | 5.8335 | 5.9563 | 6.0805 | 6.2061 | 6.3327 | 6.461 | 6.5908 | 6.722 | 6.8546 | 6.9887 | 7.1242 | 7.2611 | 7.3996 | 7.5395 | 7.6809 | 7.8238 | 7.9682 | 8.1141 | 8.2616 | 8.4105 | 8.561 | 8.7131 | 8.8667 | 9.0218
[26 empty] | R410A | 41 | 681 | 2.1381 | 2.2172 | 2.2971 | 2.3778 | 2.4593 | 2.5417 | 2.6251 | 2.7093 | 2.7946 | 2.8808 | 2.9681 | 3.0564 | 3.1457 | 3.2362 | 3.3277 | 3.4203 | 3.5141 | 3.6089 | 3.705 | 3.8022 | 3.9006 | 4.0002 | 4.101 | 4.203 | 4.3062 | 4.4107 | 4.5164 | 4.6234 | 4.7317 | 4.8412 | 4.9521 | 5.0642 | 5.1777 | 5.2924 | 5.4086 | 5.526 | 5.6448 | 5.765 | 5.8865 | 6.0094 | 6.1337 | 6.259 | 6.386 | 6.5144 | 6.6443 | 6.7756 | 6.9083 | 7.0424 | 7.178 | 7.315 | 7.4536 | 7.5935 | 7.735 | 7.8779 | 8.0224 | 8.1683 | 8.3158 | 8.4648 | 8.6153 | 8.7673 | 8.9209
[26 empty] | R410A | 42 | 682 | 2.1092 | 2.1873 | 2.2662 | 2.3459 | 2.4265 | 2.508 | 2.5903 | 2.6736 | 2.7579 | 2.8431 | 2.9294 | 3.0167 | 3.105 | 3.1944 | 3.2849 | 3.3765 | 3.4692 | 3.563 | 3.658 | 3.7541 | 3.8514 | 3.9499 | 4.0496 | 4.1505 | 4.2526 | 4.3559 | 4.4605 | 4.5664 | 4.6735 | 4.7818 | 4.8915 | 5.0024 | 5.1147 | 5.2283 | 5.3431 | 5.4593 | 5.5769 | 5.6958 | 5.816 | 5.9376 | 6.0606 | 6.1846 | 6.3104 | 6.4375 | 6.566 | 6.6959 | 6.8272 | 6.96 | 7.0942 | 7.2298 | 7.3669 | 7.5054 | 7.6454 | 7.7869 | 7.9298 | 8.0743 | 8.2202 | 8.3677 | 8.5167 | 8.6672 | 8.8192
[26 empty] | R410A | 43 | 683 | 2.08 | 2.1571 | 2.2351 | 2.3138 | 2.3934 | 2.4739 | 2.5553 | 2.6375 | 2.7208 | 2.8051 | 2.8903 | 2.9766 | 3.0639 | 3.1522 | 3.2417 | 3.3322 | 3.4238 | 3.5166 | 3.6105 | 3.7056 | 3.8018 | 3.8991 | 3.9977 | 4.0975 | 4.1985 | 4.3007 | 4.4041 | 4.5088 | 4.6147 | 4.7219 | 4.8304 | 4.9401 | 5.0512 | 5.1635 | 5.2771 | 5.3921 | 5.5084 | 5.626 | 5.745 | 5.8653 | 5.9869 | 6.1096 | 6.234 | 6.3598 | 6.4869 | 6.6155 | 6.7454 | 6.8768 | 7.0096 | 7.1438 | 7.2794 | 7.4165 | 7.555 | 7.695 | 7.8365 | 7.9794 | 8.1238 | 8.2697 | 8.4172 | 8.5661 | 8.7165
[26 empty] | R410A | 44 | 684 | 2.0505 | 2.1267 | 2.2036 | 2.2814 | 2.36 | 2.4395 | 2.5199 | 2.6012 | 2.6834 | 2.7666 | 2.8509 | 2.9361 | 3.0224 | 3.1097 | 3.1981 | 3.2875 | 3.3781 | 3.4698 | 3.5626 | 3.6566 | 3.7517 | 3.8479 | 3.9454 | 4.044 | 4.1439 | 4.2449 | 4.3472 | 4.4507 | 4.5554 | 4.6614 | 4.7687 | 4.8772 | 4.987 | 5.0981 | 5.2105 | 5.3242 | 5.4392 | 5.5556 | 5.6732 | 5.7922 | 5.9126 | 6.0339 | 6.157 | 6.2814 | 6.4072 | 6.5343 | 6.6629 | 6.7928 | 6.9242 | 7.0569 | 7.1911 | 7.3267 | 7.4638 | 7.6023 | 7.7422 | 7.8837 | 8.0265 | 8.1709 | 8.3167 | 8.4641 | 8.6129
[26 empty] | R410A | 45 | 685 | 2.0207 | 2.0959 | 2.1719 | 2.2487 | 2.3263 | 2.4048 | 2.4842 | 2.5644 | 2.6457 | 2.7279 | 2.811 | 2.8952 | 2.9805 | 3.0667 | 3.1541 | 3.2425 | 3.3319 | 3.4225 | 3.5143 | 3.6071 | 3.7011 | 3.7962 | 3.8925 | 3.99 | 4.0887 | 4.1886 | 4.2897 | 4.392 | 4.4956 | 4.6004 | 4.7064 | 4.8137 | 4.9223 | 5.0321 | 5.1432 | 5.2557 | 5.3694 | 5.4844 | 5.6008 | 5.7185 | 5.8375 | 5.9575 | 6.0792 | 6.2022 | 6.3266 | 6.4524 | 6.5795 | 6.708 | 6.8379 | 6.9693 | 7.102 | 7.2361 | 7.3717 | 7.5087 | 7.6471 | 7.787 | 7.9283 | 8.0711 | 8.2153 | 8.361 | 8.5082
[26 empty] | R410A | 46 | 686 | 1.9906 | 2.0649 | 2.1398 | 2.2156 | 2.2922 | 2.3697 | 2.4481 | 2.5273 | 2.6075 | 2.6887 | 2.7708 | 2.854 | 2.9381 | 3.0233 | 3.1096 | 3.1969 | 3.2853 | 3.3748 | 3.4654 | 3.5571 | 3.65 | 3.744 | 3.8392 | 3.9355 | 4.033 | 4.1317 | 4.2316 | 4.3328 | 4.4351 | 4.5387 | 4.6435 | 4.7495 | 4.8568 | 4.9654 | 5.0753 | 5.1864 | 5.2988 | 5.4126 | 5.5276 | 5.6439 | 5.7616 | 5.8803 | 6.0006 | 6.1222 | 6.2452 | 6.3696 | 6.4953 | 6.6224 | 6.7508 | 6.8807 | 7.0119 | 7.1446 | 7.2786 | 7.4141 | 7.551 | 7.6893 | 7.829 | 7.9702 | 8.1129 | 8.257 | 8.4025
[26 empty] | R410A | 47 | 687 | 1.9602 | 2.0335 | 2.1074 | 2.1822 | 2.2578 | 2.3343 | 2.4116 | 2.4898 | 2.569 | 2.6491 | 2.7302 | 2.8123 | 2.8954 | 2.9795 | 3.0646 | 3.1509 | 3.2382 | 3.3265 | 3.416 | 3.5066 | 3.5983 | 3.6912 | 3.7852 | 3.8804 | 3.9767 | 4.0742 | 4.1729 | 4.2729 | 4.374 | 4.4763 | 4.5799 | 4.6847 | 4.7907 | 4.898 | 5.0066 | 5.1164 | 5.2275 | 5.3399 | 5.4536 | 5.5686 | 5.6849 | 5.8023 | 5.9212 | 6.0414 | 6.163 | 6.2859 | 6.4102 | 6.5358 | 6.6628 | 6.7912 | 6.9209 | 7.052 | 7.1846 | 7.3185 | 7.4538 | 7.5905 | 7.7287 | 7.8683 | 8.0093 | 8.1518 | 8.2957
[26 empty] | R410A | 48 | 688 | 1.9295 | 2.0017 | 2.0747 | 2.1484 | 2.223 | 2.2984 | 2.3747 | 2.4519 | 2.53 | 2.609 | 2.6891 | 2.7701 | 2.8521 | 2.9351 | 3.0192 | 3.1043 | 3.1905 | 3.2777 | 3.3661 | 3.4555 | 3.5461 | 3.6378 | 3.7307 | 3.8246 | 3.9198 | 4.0161 | 4.1136 | 4.2123 | 4.3122 | 4.4133 | 4.5156 | 4.6191 | 4.7239 | 4.8299 | 4.9371 | 5.0457 | 5.1554 | 5.2665 | 5.3788 | 5.4925 | 5.6074 | 5.7233 | 5.8408 | 5.9597 | 6.0798 | 6.2013 | 6.3241 | 6.4483 | 6.5738 | 6.7006 | 6.8289 | 6.9585 | 7.0894 | 7.2218 | 7.3556 | 7.4907 | 7.6273 | 7.7652 | 7.9046 | 8.0454 | 8.1877
[26 empty] | R410A | 49 | 689 | 1.8984 | 1.9696 | 2.0415 | 2.1142 | 2.1877 | 2.2621 | 2.3374 | 2.4135 | 2.4905 | 2.5685 | 2.6475 | 2.7274 | 2.8083 | 2.8902 | 2.9732 | 3.0572 | 3.1422 | 3.2284 | 3.3156 | 3.4039 | 3.4933 | 3.5838 | 3.6754 | 3.7682 | 3.8622 | 3.9573 | 4.0535 | 4.151 | 4.2496 | 4.3495 | 4.4505 | 4.5527 | 4.6562 | 4.7609 | 4.8669 | 4.974 | 5.0825 | 5.1922 | 5.3032 | 5.4154 | 5.529 | 5.6435 | 5.7596 | 5.877 | 5.9957 | 6.1157 | 6.237 | 6.3597 | 6.4837 | 6.609 | 6.7357 | 6.8638 | 6.9932 | 7.124 | 7.2561 | 7.3897 | 7.5246 | 7.6609 | 7.7987 | 7.9378 | 8.0784
[26 empty] | R410A | 50 | 690 | 1.8669 | 1.937 | 2.0079 | 2.0796 | 2.1521 | 2.2254 | 2.2996 | 2.3746 | 2.4506 | 2.5275 | 2.6053 | 2.6842 | 2.764 | 2.8448 | 2.9266 | 3.0095 | 3.0934 | 3.1784 | 3.2644 | 3.3515 | 3.4398 | 3.5291 | 3.6195 | 3.7111 | 3.8038 | 3.8977 | 3.9927 | 4.0889 | 4.1863 | 4.2849 | 4.3846 | 4.4855 | 4.5877 | 4.6911 | 4.7957 | 4.9015 | 5.0086 | 5.117 | 5.2265 | 5.3374 | 5.4495 | 5.5626 | 5.6773 | 5.7932 | 5.9104 | 6.029 | 6.1488 | 6.27 | 6.3925 | 6.5163 | 6.6414 | 6.7679 | 6.8957 | 7.0249 | 7.1555 | 7.2874 | 7.4207 | 7.5553 | 7.6914 | 7.8288 | 7.9677
[26 empty] | R410A | 51 | 691 | 1.835 | 1.9041 | 1.9739 | 2.0445 | 2.1159 | 2.1882 | 2.2613 | 2.3352 | 2.4101 | 2.4859 | 2.5627 | 2.6404 | 2.7191 | 2.7987 | 2.8794 | 2.9612 | 3.0439 | 3.1277 | 3.2126 | 3.2985 | 3.3855 | 3.4737 | 3.5629 | 3.6533 | 3.7447 | 3.8374 | 3.9311 | 4.026 | 4.1221 | 4.2194 | 4.3178 | 4.4175 | 4.5183 | 4.6203 | 4.7236 | 4.8281 | 4.9338 | 5.0407 | 5.1489 | 5.2583 | 5.369 | 5.4807 | 5.5939 | 5.7083 | 5.8241 | 5.9411 | 6.0595 | 6.1791 | 6.3 | 6.4223 | 6.5459 | 6.6708 | 6.797 | 6.9246 | 7.0535 | 7.1837 | 7.3154 | 7.4483 | 7.5827 | 7.7184 | 7.8555
[26 empty] | R410A | 52 | 692 | 1.8026 | 1.8706 | 1.9394 | 2.0089 | 2.0793 | 2.1504 | 2.2224 | 2.2953 | 2.369 | 2.4437 | 2.5194 | 2.596 | 2.6735 | 2.752 | 2.8316 | 2.9121 | 2.9937 | 3.0763 | 3.16 | 3.2447 | 3.3306 | 3.4175 | 3.5055 | 3.5946 | 3.6848 | 3.7761 | 3.8686 | 3.9623 | 4.057 | 4.153 | 4.2501 | 4.3484 | 4.4479 | 4.5486 | 4.6505 | 4.7535 | 4.8579 | 4.9634 | 5.0701 | 5.1781 | 5.2874 | 5.3976 | 5.5093 | 5.6223 | 5.7365 | 5.852 | 5.9688 | 6.0869 | 6.2063 | 6.327 | 6.449 | 6.5723 | 6.6969 | 6.8228 | 6.95 | 7.0786 | 7.2086 | 7.3398 | 7.4724 | 7.6064 | 7.7418
[26 empty] | R410A | 53 | 693 | 1.7697 | 1.8367 | 1.9044 | 1.9728 | 2.042 | 2.1121 | 2.183 | 2.2547 | 2.3274 | 2.4009 | 2.4754 | 2.5509 | 2.6273 | 2.7046 | 2.783 | 2.8624 | 2.9428 | 3.0242 | 3.1066 | 3.1902 | 3.2747 | 3.3604 | 3.4472 | 3.535 | 3.6239 | 3.714 | 3.8052 | 3.8975 | 3.991 | 4.0856 | 4.1814 | 4.2783 | 4.3764 | 4.4757 | 4.5762 | 4.6779 | 4.7808 | 4.8849 | 4.9902 | 5.0968 | 5.2045 | 5.3132 | 5.4235 | 5.5349 | 5.6476 | 5.7616 | 5.8769 | 5.9934 | 6.1112 | 6.2302 | 6.3506 | 6.4723 | 6.5952 | 6.7195 | 6.845 | 6.9719 | 7.1001 | 7.2297 | 7.3605 | 7.4927 | 7.6263
[26 empty] | R410A | 54 | 694 | 1.7364 | 1.8022 | 1.8688 | 1.9361 | 2.0042 | 2.0732 | 2.1429 | 2.2135 | 2.285 | 2.3575 | 2.4308 | 2.5051 | 2.5803 | 2.6565 | 2.7336 | 2.8118 | 2.891 | 2.9712 | 3.0524 | 3.1347 | 3.218 | 3.3024 | 3.3879 | 3.4745 | 3.5621 | 3.6509 | 3.7407 | 3.8317 | 3.9239 | 4.0171 | 4.1115 | 4.2071 | 4.3038 | 4.4017 | 4.5008 | 4.6011 | 4.7025 | 4.8051 | 4.909 | 5.014 | 5.1203 | 5.2275 | 5.3362 | 5.4462 | 5.5573 | 5.6697 | 5.7834 | 5.8983 | 6.0145 | 6.1319 | 6.2506 | 6.3706 | 6.4919 | 6.6145 | 6.7383 | 6.8635 | 6.99 | 7.1177 | 7.2468 | 7.3772 | 7.509
[26 empty] | R410A | 55 | 695 | 1.7024 | 1.7671 | 1.8326 | 1.8988 | 1.9658 | 2.0335 | 2.1022 | 2.1716 | 2.242 | 2.3132 | 2.3854 | 2.4585 | 2.5325 | 2.6075 | 2.6834 | 2.7604 | 2.8383 | 2.9173 | 2.9973 | 3.0783 | 3.1603 | 3.2434 | 3.3276 | 3.4129 | 3.4992 | 3.5866 | 3.6752 | 3.7648 | 3.8556 | 3.9475 | 4.0405 | 4.1347 | 4.23 | 4.3264 | 4.4241 | 4.5229 | 4.6228 | 4.724 | 4.8264 | 4.9299 | 5.0347 | 5.1404 | 5.2475 | 5.3559 | 5.4654 | 5.5763 | 5.6883 | 5.8016 | 5.9161 | 6.0319 | 6.149 | 6.2673 | 6.3868 | 6.5077 | 6.6298 | 6.7532 | 6.8779 | 7.0039 | 7.1312 | 7.2597 | 7.3896
[26 empty] | R410A | 56 | 696 | 1.6678 | 1.7314 | 1.7957 | 1.8607 | 1.9266 | 1.9932 | 2.0607 | 2.1289 | 2.1981 | 2.2681 | 2.3391 | 2.411 | 2.4838 | 2.5576 | 2.6323 | 2.708 | 2.7847 | 2.8624 | 2.9411 | 3.0208 | 3.1016 | 3.1834 | 3.2662 | 3.3502 | 3.4351 | 3.5212 | 3.6084 | 3.6967 | 3.786 | 3.8765 | 3.9681 | 4.0609 | 4.1547 | 4.2497 | 4.3459 | 4.4432 | 4.5417 | 4.6414 | 4.7422 | 4.8442 | 4.9474 | 5.0515 | 5.1571 | 5.2639 | 5.3718 | 5.481 | 5.5914 | 5.7031 | 5.8159 | 5.93 | 6.0454 | 6.162 | 6.2798 | 6.3989 | 6.5192 | 6.6409 | 6.7637 | 6.8879 | 7.0133 | 7.14 | 7.268
[26 empty] | R410A | 57 | 697 | 1.6325 | 1.6949 | 1.7581 | 1.8219 | 1.8866 | 1.952 | 2.0183 | 2.0854 | 2.1533 | 2.2222 | 2.2919 | 2.3626 | 2.4341 | 2.5066 | 2.5801 | 2.6545 | 2.7299 | 2.8063 | 2.8837 | 2.9622 | 3.0416 | 3.1221 | 3.2036 | 3.2862 | 3.3698 | 3.4545 | 3.5403 | 3.6271 | 3.7151 | 3.8041 | 3.8943 | 3.9856 | 4.078 | 4.1715 | 4.2662 | 4.362 | 4.4589 | 4.5571 | 4.6563 | 4.7568 | 4.8584 | 4.9609 | 5.0649 | 5.17 | 5.2764 | 5.3839 | 5.4926 | 5.6026 | 5.7137 | 5.8261 | 5.9397 | 6.0546 | 6.1706 | 6.2879 | 6.4065 | 6.5262 | 6.6473 | 6.7696 | 6.8931 | 7.0179 | 7.144
[26 empty] | R410A | 58 | 698 | 1.5964 | 1.6577 | 1.7196 | 1.7823 | 1.8457 | 1.91 | 1.975 | 2.0409 | 2.1076 | 2.1752 | 2.2437 | 2.3131 | 2.3834 | 2.4546 | 2.5268 | 2.5999 | 2.674 | 2.7491 | 2.8252 | 2.9022 | 2.9803 | 3.0594 | 3.1396 | 3.2208 | 3.303 | 3.3863 | 3.4706 | 3.5561 | 3.6426 | 3.7301 | 3.8188 | 3.9086 | 3.9995 | 4.0915 | 4.1847 | 4.279 | 4.3744 | 4.4709 | 4.5686 | 4.6674 | 4.7674 | 4.8683 | 4.9707 | 5.0741 | 5.1788 | 5.2846 | 5.3917 | 5.4999 | 5.6093 | 5.7199 | 5.8317 | 5.9448 | 6.059 | 6.1745 | 6.2912 | 6.4091 | 6.5283 | 6.6487 | 6.7703 | 6.8932 | 7.0173
[26 empty] | R410A | 59 | 699 | 1.5595 | 1.6195 | 1.6802 | 1.7417 | 1.8039 | 1.8669 | 1.9307 | 1.9953 | 2.0608 | 2.1271 | 2.1943 | 2.2624 | 2.3314 | 2.4013 | 2.4722 | 2.544 | 2.6168 | 2.6905 | 2.7652 | 2.8409 | 2.9176 | 2.9953 | 3.074 | 3.1538 | 3.2346 | 3.3164 | 3.3993 | 3.4833 | 3.5683 | 3.6544 | 3.7416 | 3.8299 | 3.9192 | 4.0097 | 4.1013 | 4.1939 | 4.2878 | 4.3827 | 4.4788 | 4.576 | 4.6743 | 4.7736 | 4.8742 | 4.976 | 5.0789 | 5.183 | 5.2883 | 5.3947 | 5.5024 | 5.6112 | 5.7212 | 5.8324 | 5.9448 | 6.0584 | 6.1732 | 6.2892 | 6.4064 | 6.5249 | 6.6445 | 6.7654 | 6.8875
[26 empty] | R410A | 60 | 700 | 1.5216 | 1.5804 | 1.6399 | 1.7001 | 1.761 | 1.8227 | 1.8852 | 1.9485 | 2.0127 | 2.0777 | 2.1436 | 2.2104 | 2.2781 | 2.3467 | 2.4162 | 2.4866 | 2.558 | 2.6303 | 2.7037 | 2.778 | 2.8532 | 2.9295 | 3.0068 | 3.0851 | 3.1644 | 3.2448 | 3.3262 | 3.4086 | 3.4921 | 3.5767 | 3.6623 | 3.749 | 3.8368 | 3.9257 | 4.0157 | 4.1067 | 4.1989 | 4.2922 | 4.3866 | 4.4821 | 4.5787 | 4.6763 | 4.7752 | 4.8752 | 4.9764 | 5.0787 | 5.1822 | 5.2868 | 5.3926 | 5.4996 | 5.6078 | 5.7171 | 5.8276 | 5.9392 | 6.0521 | 6.1661 | 6.2814 | 6.3978 | 6.5155 | 6.6343 | 6.7544
[26 empty] | R410A | 61 | 701 | 1.4827 | 1.5401 | 1.5983 | 1.6572 | 1.7169 | 1.7773 | 1.8385 | 1.9005 | 1.9633 | 2.027 | 2.0915 | 2.1569 | 2.2232 | 2.2904 | 2.3585 | 2.4276 | 2.4976 | 2.5685 | 2.6404 | 2.7132 | 2.787 | 2.8618 | 2.9376 | 3.0144 | 3.0923 | 3.1711 | 3.2509 | 3.3318 | 3.4138 | 3.4968 | 3.5808 | 3.6659 | 3.752 | 3.8393 | 3.9276 | 4.017 | 4.1075 | 4.1991 | 4.2918 | 4.3855 | 4.4804 | 4.5762 | 4.6733 | 4.7716 | 4.8709 | 4.9714 | 5.0731 | 5.1759 | 5.2798 | 5.3848 | 5.4911 | 5.5984 | 5.707 | 5.8167 | 5.9275 | 6.0396 | 6.1528 | 6.2672 | 6.3827 | 6.4995 | 6.6174
[26 empty] | R410A | 62 | 702 | 1.4425 | 1.4986 | 1.5554 | 1.613 | 1.6713 | 1.7304 | 1.7902 | 1.8508 | 1.9123 | 1.9746 | 2.0377 | 2.1018 | 2.1666 | 2.2324 | 2.2991 | 2.3667 | 2.4352 | 2.5047 | 2.5751 | 2.6464 | 2.7187 | 2.792 | 2.8663 | 2.9415 | 3.0178 | 3.0951 | 3.1733 | 3.2526 | 3.3329 | 3.4143 | 3.4967 | 3.5801 | 3.6646 | 3.7501 | 3.8368 | 3.9244 | 4.0132 | 4.103 | 4.1939 | 4.2859 | 4.379 | 4.473 | 4.5683 | 4.6647 | 4.7622 | 4.8608 | 4.9605 | 5.0614 | 5.1633 | 5.2664 | 5.3707 | 5.4761 | 5.5826 | 5.6902 | 5.799 | 5.909 | 6.0201 | 6.1324 | 6.2458 | 6.3604 | 6.4761
[26 empty] | R410A | 63 | 703 | 1.4008 | 1.4556 | 1.5111 | 1.5673 | 1.6242 | 1.6818 | 1.7403 | 1.7995 | 1.8595 | 1.9204 | 1.9821 | 2.0446 | 2.1081 | 2.1724 | 2.2376 | 2.3037 | 2.3707 | 2.4386 | 2.5075 | 2.5773 | 2.648 | 2.7197 | 2.7924 | 2.8661 | 2.9407 | 3.0164 | 3.093 | 3.1706 | 3.2493 | 3.3289 | 3.4096 | 3.4913 | 3.5741 | 3.6579 | 3.7427 | 3.8286 | 3.9156 | 4.0036 | 4.0927 | 4.1829 | 4.2741 | 4.3662 | 4.4596 | 4.554 | 4.6496 | 4.7463 | 4.844 | 4.9429 | 5.0428 | 5.1439 | 5.2461 | 5.3494 | 5.4538 | 5.5594 | 5.6661 | 5.7739 | 5.8828 | 5.9928 | 6.104 | 6.2164 | 6.3298
[26 empty] | R410A | 64 | 704 | 1.3576 | 1.411 | 1.465 | 1.5197 | 1.5752 | 1.6314 | 1.6884 | 1.7461 | 1.8047 | 1.8641 | 1.9243 | 1.9853 | 2.0472 | 2.11 | 2.1737 | 2.2382 | 2.3036 | 2.37 | 2.4373 | 2.5055 | 2.5746 | 2.6447 | 2.7157 | 2.7877 | 2.8607 | 2.9346 | 3.0095 | 3.0854 | 3.1624 | 3.2403 | 3.3192 | 3.3991 | 3.4801 | 3.5621 | 3.6451 | 3.7291 | 3.8142 | 3.9003 | 3.9875 | 4.0758 | 4.1651 | 4.2552 | 4.3466 | 4.4391 | 4.5326 | 4.6273 | 4.723 | 4.8198 | 4.9176 | 5.0166 | 5.1167 | 5.2178 | 5.3201 | 5.4234 | 5.5279 | 5.6335 | 5.7401 | 5.8479 | 5.9568 | 6.0668 | 6.1779
[26 empty] | R410A | 65 | 705 | 1.3125 | 1.3644 | 1.4169 | 1.4702 | 1.5241 | 1.5788 | 1.6343 | 1.6905 | 1.7475 | 1.8053 | 1.864 | 1.9234 | 1.9838 | 2.0449 | 2.107 | 2.1699 | 2.2337 | 2.2984 | 2.364 | 2.4305 | 2.498 | 2.5663 | 2.6357 | 2.7059 | 2.7771 | 2.8493 | 2.9224 | 2.9966 | 3.0717 | 3.1477 | 3.2248 | 3.3029 | 3.382 | 3.4621 | 3.5432 | 3.6253 | 3.7084 | 3.7926 | 3.8778 | 3.964 | 4.0513 | 4.1394 | 4.2288 | 4.3192 | 4.4106 | 4.5031 | 4.5967 | 4.6913 | 4.787 | 4.8838 | 4.9816 | 5.0805 | 5.1805 | 5.2816 | 5.3837 | 5.487 | 5.5913 | 5.6967 | 5.8032 | 5.9107 | 6.0194
[26 empty] | R507 | -50 | 710 | #N/A | #N/A | #N/A | #N/A | #N/A | #N/A | #N/A | #N/A | #N/A | #N/A | #N/A | #N/A | #N/A | #N/A | #N/A | #N/A | #N/A | #N/A | #N/A | #N/A | #N/A | #N/A | #N/A | #N/A | #N/A | #N/A | #N/A | #N/A | #N/A | #N/A | #N/A | #N/A | #N/A | #N/A | #N/A | #N/A | #N/A | #N/A | #N/A | #N/A | #N/A | #N/A | #N/A | #N/A | #N/A | #N/A | #N/A | #N/A | #N/A | #N/A | #N/A | #N/A | #N/A | #N/A | #N/A | #N/A | #N/A | #N/A | #N/A | #N/A | #N/A
[26 empty] | R507 | -49 | 711 | #N/A | #N/A | #N/A | #N/A | #N/A | #N/A | #N/A | #N/A | #N/A | #N/A | #N/A | #N/A | #N/A | #N/A | #N/A | #N/A | #N/A | #N/A | #N/A | #N/A | #N/A | #N/A | #N/A | #N/A | #N/A | #N/A | #N/A | #N/A | #N/A | #N/A | #N/A | #N/A | #N/A | #N/A | #N/A | #N/A | #N/A | #N/A | #N/A | #N/A | #N/A | #N/A | #N/A | #N/A | #N/A | #N/A | #N/A | #N/A | #N/A | #N/A | #N/A | #N/A | #N/A | #N/A | #N/A | #N/A | #N/A | #N/A | #N/A | #N/A | #N/A
[26 empty] | R507 | -48 | 712 | #N/A | #N/A | #N/A | #N/A | #N/A | #N/A | #N/A | #N/A | #N/A | #N/A | #N/A | #N/A | #N/A | #N/A | #N/A | #N/A | #N/A | #N/A | #N/A | #N/A | #N/A | #N/A | #N/A | #N/A | #N/A | #N/A | #N/A | #N/A | #N/A | #N/A | #N/A | #N/A | #N/A | #N/A | #N/A | #N/A | #N/A | #N/A | #N/A | #N/A | #N/A | #N/A | #N/A | #N/A | #N/A | #N/A | #N/A | #N/A | #N/A | #N/A | #N/A | #N/A | #N/A | #N/A | #N/A | #N/A | #N/A | #N/A | #N/A | #N/A | #N/A
[26 empty] | R507 | -47 | 713 | #N/A | #N/A | #N/A | #N/A | #N/A | #N/A | #N/A | #N/A | #N/A | #N/A | #N/A | #N/A | #N/A | #N/A | #N/A | #N/A | #N/A | #N/A | #N/A | #N/A | #N/A | #N/A | #N/A | #N/A | #N/A | #N/A | #N/A | #N/A | #N/A | #N/A | #N/A | #N/A | #N/A | #N/A | #N/A | #N/A | #N/A | #N/A | #N/A | #N/A | #N/A | #N/A | #N/A | #N/A | #N/A | #N/A | #N/A | #N/A | #N/A | #N/A | #N/A | #N/A | #N/A | #N/A | #N/A | #N/A | #N/A | #N/A | #N/A | #N/A | #N/A
[26 empty] | R507 | -46 | 714 | #N/A | #N/A | #N/A | #N/A | #N/A | #N/A | #N/A | #N/A | #N/A | #N/A | #N/A | #N/A | #N/A | #N/A | #N/A | #N/A | #N/A | #N/A | #N/A | #N/A | #N/A | #N/A | #N/A | #N/A | #N/A | #N/A | #N/A | #N/A | #N/A | #N/A | #N/A | #N/A | #N/A | #N/A | #N/A | #N/A | #N/A | #N/A | #N/A | #N/A | #N/A | #N/A | #N/A | #N/A | #N/A | #N/A | #N/A | #N/A | #N/A | #N/A | #N/A | #N/A | #N/A | #N/A | #N/A | #N/A | #N/A | #N/A | #N/A | #N/A | #N/A
[26 empty] | R507 | -45 | 715 | #N/A | #N/A | #N/A | #N/A | #N/A | #N/A | #N/A | #N/A | #N/A | #N/A | #N/A | #N/A | #N/A | #N/A | #N/A | #N/A | #N/A | #N/A | #N/A | #N/A | #N/A | #N/A | #N/A | #N/A | #N/A | #N/A | #N/A | #N/A | #N/A | #N/A | #N/A | #N/A | #N/A | #N/A | #N/A | #N/A | #N/A | #N/A | #N/A | #N/A | #N/A | #N/A | #N/A | #N/A | #N/A | #N/A | #N/A | #N/A | #N/A | #N/A | #N/A | #N/A | #N/A | #N/A | #N/A | #N/A | #N/A | #N/A | #N/A | #N/A | #N/A
[26 empty] | R507 | -44 | 716 | #N/A | #N/A | #N/A | #N/A | #N/A | #N/A | #N/A | #N/A | #N/A | #N/A | #N/A | #N/A | #N/A | #N/A | #N/A | #N/A | #N/A | #N/A | #N/A | #N/A | #N/A | #N/A | #N/A | #N/A | #N/A | #N/A | #N/A | #N/A | #N/A | #N/A | #N/A | #N/A | #N/A | #N/A | #N/A | #N/A | #N/A | #N/A | #N/A | #N/A | #N/A | #N/A | #N/A | #N/A | #N/A | #N/A | #N/A | #N/A | #N/A | #N/A | #N/A | #N/A | #N/A | #N/A | #N/A | #N/A | #N/A | #N/A | #N/A | #N/A | #N/A
[26 empty] | R507 | -43 | 717 | #N/A | #N/A | #N/A | #N/A | #N/A | #N/A | #N/A | #N/A | #N/A | #N/A | #N/A | #N/A | #N/A | #N/A | #N/A | #N/A | #N/A | #N/A | #N/A | #N/A | #N/A | #N/A | #N/A | #N/A | #N/A | #N/A | #N/A | #N/A | #N/A | #N/A | #N/A | #N/A | #N/A | #N/A | #N/A | #N/A | #N/A | #N/A | #N/A | #N/A | #N/A | #N/A | #N/A | #N/A | #N/A | #N/A | #N/A | #N/A | #N/A | #N/A | #N/A | #N/A | #N/A | #N/A | #N/A | #N/A | #N/A | #N/A | #N/A | #N/A | #N/A
[26 empty] | R507 | -42 | 718 | #N/A | #N/A | #N/A | #N/A | #N/A | #N/A | #N/A | #N/A | #N/A | #N/A | #N/A | #N/A | #N/A | #N/A | #N/A | #N/A | #N/A | #N/A | #N/A | #N/A | #N/A | #N/A | #N/A | #N/A | #N/A | #N/A | #N/A | #N/A | #N/A | #N/A | #N/A | #N/A | #N/A | #N/A | #N/A | #N/A | #N/A | #N/A | #N/A | #N/A | #N/A | #N/A | #N/A | #N/A | #N/A | #N/A | #N/A | #N/A | #N/A | #N/A | #N/A | #N/A | #N/A | #N/A | #N/A | #N/A | #N/A | #N/A | #N/A | #N/A | #N/A
[26 empty] | R507 | -41 | 719 | #N/A | #N/A | #N/A | #N/A | #N/A | #N/A | #N/A | #N/A | #N/A | #N/A | #N/A | #N/A | #N/A | #N/A | #N/A | #N/A | #N/A | #N/A | #N/A | #N/A | #N/A | #N/A | #N/A | #N/A | #N/A | #N/A | #N/A | #N/A | #N/A | #N/A | #N/A | #N/A | #N/A | #N/A | #N/A | #N/A | #N/A | #N/A | #N/A | #N/A | #N/A | #N/A | #N/A | #N/A | #N/A | #N/A | #N/A | #N/A | #N/A | #N/A | #N/A | #N/A | #N/A | #N/A | #N/A | #N/A | #N/A | #N/A | #N/A | #N/A | #N/A
[26 empty] | R507 | -40 | 720 | #N/A | #N/A | #N/A | #N/A | #N/A | #N/A | #N/A | #N/A | #N/A | #N/A | #N/A | #N/A | #N/A | #N/A | #N/A | #N/A | #N/A | #N/A | #N/A | #N/A | #N/A | #N/A | #N/A | #N/A | #N/A | #N/A | #N/A | #N/A | #N/A | #N/A | #N/A | #N/A | #N/A | #N/A | #N/A | #N/A | #N/A | #N/A | #N/A | #N/A | #N/A | #N/A | #N/A | #N/A | #N/A | #N/A | #N/A | #N/A | #N/A | #N/A | #N/A | #N/A | #N/A | #N/A | #N/A | #N/A | #N/A | #N/A | #N/A | #N/A | #N/A
[26 empty] | R507 | -39 | 721 | #N/A | #N/A | #N/A | #N/A | #N/A | #N/A | #N/A | #N/A | #N/A | #N/A | #N/A | #N/A | #N/A | #N/A | #N/A | #N/A | #N/A | #N/A | #N/A | #N/A | #N/A | #N/A | #N/A | #N/A | #N/A | #N/A | #N/A | #N/A | #N/A | #N/A | #N/A | #N/A | #N/A | #N/A | #N/A | #N/A | #N/A | #N/A | #N/A | #N/A | #N/A | #N/A | #N/A | #N/A | #N/A | #N/A | #N/A | #N/A | #N/A | #N/A | #N/A | #N/A | #N/A | #N/A | #N/A | #N/A | #N/A | #N/A | #N/A | #N/A | #N/A
[26 empty] | R507 | -38 | 722 | #N/A | #N/A | #N/A | #N/A | #N/A | #N/A | #N/A | #N/A | #N/A | #N/A | #N/A | #N/A | #N/A | #N/A | #N/A | #N/A | #N/A | #N/A | #N/A | #N/A | #N/A | #N/A | #N/A | #N/A | #N/A | #N/A | #N/A | #N/A | #N/A | #N/A | #N/A | #N/A | #N/A | #N/A | #N/A | #N/A | #N/A | #N/A | #N/A | #N/A | #N/A | #N/A | #N/A | #N/A | #N/A | #N/A | #N/A | #N/A | #N/A | #N/A | #N/A | #N/A | #N/A | #N/A | #N/A | #N/A | #N/A | #N/A | #N/A | #N/A | #N/A
[26 empty] | R507 | -37 | 723 | #N/A | #N/A | #N/A | #N/A | #N/A | #N/A | #N/A | #N/A | #N/A | #N/A | #N/A | #N/A | #N/A | #N/A | #N/A | #N/A | #N/A | #N/A | #N/A | #N/A | #N/A | #N/A | #N/A | #N/A | #N/A | #N/A | #N/A | #N/A | #N/A | #N/A | #N/A | #N/A | #N/A | #N/A | #N/A | #N/A | #N/A | #N/A | #N/A | #N/A | #N/A | #N/A | #N/A | #N/A | #N/A | #N/A | #N/A | #N/A | #N/A | #N/A | #N/A | #N/A | #N/A | #N/A | #N/A | #N/A | #N/A | #N/A | #N/A | #N/A | #N/A
[26 empty] | R507 | -36 | 724 | #N/A | #N/A | #N/A | #N/A | #N/A | #N/A | #N/A | #N/A | #N/A | #N/A | #N/A | #N/A | #N/A | #N/A | #N/A | #N/A | #N/A | #N/A | #N/A | #N/A | #N/A | #N/A | #N/A | #N/A | #N/A | #N/A | #N/A | #N/A | #N/A | #N/A | #N/A | #N/A | #N/A | #N/A | #N/A | #N/A | #N/A | #N/A | #N/A | #N/A | #N/A | #N/A | #N/A | #N/A | #N/A | #N/A | #N/A | #N/A | #N/A | #N/A | #N/A | #N/A | #N/A | #N/A | #N/A | #N/A | #N/A | #N/A | #N/A | #N/A | #N/A
[26 empty] | R507 | -35 | 725 | #N/A | #N/A | #N/A | #N/A | #N/A | #N/A | #N/A | #N/A | #N/A | #N/A | #N/A | #N/A | #N/A | #N/A | #N/A | #N/A | #N/A | #N/A | #N/A | #N/A | #N/A | #N/A | #N/A | #N/A | #N/A | #N/A | #N/A | #N/A | #N/A | #N/A | #N/A | #N/A | #N/A | #N/A | #N/A | #N/A | #N/A | #N/A | #N/A | #N/A | #N/A | #N/A | #N/A | #N/A | #N/A | #N/A | #N/A | #N/A | #N/A | #N/A | #N/A | #N/A | #N/A | #N/A | #N/A | #N/A | #N/A | #N/A | #N/A | #N/A | #N/A
[26 empty] | R507 | -34 | 726 | #N/A | #N/A | #N/A | #N/A | #N/A | #N/A | #N/A | #N/A | #N/A | #N/A | #N/A | #N/A | #N/A | #N/A | #N/A | #N/A | #N/A | #N/A | #N/A | #N/A | #N/A | #N/A | #N/A | #N/A | #N/A | #N/A | #N/A | #N/A | #N/A | #N/A | #N/A | #N/A | #N/A | #N/A | #N/A | #N/A | #N/A | #N/A | #N/A | #N/A | #N/A | #N/A | #N/A | #N/A | #N/A | #N/A | #N/A | #N/A | #N/A | #N/A | #N/A | #N/A | #N/A | #N/A | #N/A | #N/A | #N/A | #N/A | #N/A | #N/A | #N/A
[26 empty] | R507 | -33 | 727 | #N/A | #N/A | #N/A | #N/A | #N/A | #N/A | #N/A | #N/A | #N/A | #N/A | #N/A | #N/A | #N/A | #N/A | #N/A | #N/A | #N/A | #N/A | #N/A | #N/A | #N/A | #N/A | #N/A | #N/A | #N/A | #N/A | #N/A | #N/A | #N/A | #N/A | #N/A | #N/A | #N/A | #N/A | #N/A | #N/A | #N/A | #N/A | #N/A | #N/A | #N/A | #N/A | #N/A | #N/A | #N/A | #N/A | #N/A | #N/A | #N/A | #N/A | #N/A | #N/A | #N/A | #N/A | #N/A | #N/A | #N/A | #N/A | #N/A | #N/A | #N/A
[26 empty] | R507 | -32 | 728 | #N/A | #N/A | #N/A | #N/A | #N/A | #N/A | #N/A | #N/A | #N/A | #N/A | #N/A | #N/A | #N/A | #N/A | #N/A | #N/A | #N/A | #N/A | #N/A | #N/A | #N/A | #N/A | #N/A | #N/A | #N/A | #N/A | #N/A | #N/A | #N/A | #N/A | #N/A | #N/A | #N/A | #N/A | #N/A | #N/A | #N/A | #N/A | #N/A | #N/A | #N/A | #N/A | #N/A | #N/A | #N/A | #N/A | #N/A | #N/A | #N/A | #N/A | #N/A | #N/A | #N/A | #N/A | #N/A | #N/A | #N/A | #N/A | #N/A | #N/A | #N/A
[26 empty] | R507 | -31 | 729 | #N/A | #N/A | #N/A | #N/A | #N/A | #N/A | #N/A | #N/A | #N/A | #N/A | #N/A | #N/A | #N/A | #N/A | #N/A | #N/A | #N/A | #N/A | #N/A | #N/A | #N/A | #N/A | #N/A | #N/A | #N/A | #N/A | #N/A | #N/A | #N/A | #N/A | #N/A | #N/A | #N/A | #N/A | #N/A | #N/A | #N/A | #N/A | #N/A | #N/A | #N/A | #N/A | #N/A | #N/A | #N/A | #N/A | #N/A | #N/A | #N/A | #N/A | #N/A | #N/A | #N/A | #N/A | #N/A | #N/A | #N/A | #N/A | #N/A | #N/A | #N/A
[26 empty] | R507 | -30 | 730 | #N/A | #N/A | #N/A | #N/A | #N/A | #N/A | #N/A | #N/A | #N/A | #N/A | #N/A | #N/A | #N/A | #N/A | #N/A | #N/A | #N/A | #N/A | #N/A | #N/A | #N/A | #N/A | #N/A | #N/A | #N/A | #N/A | #N/A | #N/A | #N/A | #N/A | #N/A | #N/A | #N/A | #N/A | #N/A | #N/A | #N/A | #N/A | #N/A | #N/A | #N/A | #N/A | #N/A | #N/A | #N/A | #N/A | #N/A | #N/A | #N/A | #N/A | #N/A | #N/A | #N/A | #N/A | #N/A | #N/A | #N/A | #N/A | #N/A | #N/A | #N/A
[26 empty] | R507 | -29 | 731 | #N/A | #N/A | #N/A | #N/A | #N/A | #N/A | #N/A | #N/A | #N/A | #N/A | #N/A | #N/A | #N/A | #N/A | #N/A | #N/A | #N/A | #N/A | #N/A | #N/A | #N/A | #N/A | #N/A | #N/A | #N/A | #N/A | #N/A | #N/A | #N/A | #N/A | #N/A | #N/A | #N/A | #N/A | #N/A | #N/A | #N/A | #N/A | #N/A | #N/A | #N/A | #N/A | #N/A | #N/A | #N/A | #N/A | #N/A | #N/A | #N/A | #N/A | #N/A | #N/A | #N/A | #N/A | #N/A | #N/A | #N/A | #N/A | #N/A | #N/A | #N/A
[26 empty] | R507 | -28 | 732 | #N/A | #N/A | #N/A | #N/A | #N/A | #N/A | #N/A | #N/A | #N/A | #N/A | #N/A | #N/A | #N/A | #N/A | #N/A | #N/A | #N/A | #N/A | #N/A | #N/A | #N/A | #N/A | #N/A | #N/A | #N/A | #N/A | #N/A | #N/A | #N/A | #N/A | #N/A | #N/A | #N/A | #N/A | #N/A | #N/A | #N/A | #N/A | #N/A | #N/A | #N/A | #N/A | #N/A | #N/A | #N/A | #N/A | #N/A | #N/A | #N/A | #N/A | #N/A | #N/A | #N/A | #N/A | #N/A | #N/A | #N/A | #N/A | #N/A | #N/A | #N/A
[26 empty] | R507 | -27 | 733 | #N/A | #N/A | #N/A | #N/A | #N/A | #N/A | #N/A | #N/A | #N/A | #N/A | #N/A | #N/A | #N/A | #N/A | #N/A | #N/A | #N/A | #N/A | #N/A | #N/A | #N/A | #N/A | #N/A | #N/A | #N/A | #N/A | #N/A | #N/A | #N/A | #N/A | #N/A | #N/A | #N/A | #N/A | #N/A | #N/A | #N/A | #N/A | #N/A | #N/A | #N/A | #N/A | #N/A | #N/A | #N/A | #N/A | #N/A | #N/A | #N/A | #N/A | #N/A | #N/A | #N/A | #N/A | #N/A | #N/A | #N/A | #N/A | #N/A | #N/A | #N/A
[26 empty] | R507 | -26 | 734 | #N/A | #N/A | #N/A | #N/A | #N/A | #N/A | #N/A | #N/A | #N/A | #N/A | #N/A | #N/A | #N/A | #N/A | #N/A | #N/A | #N/A | #N/A | #N/A | #N/A | #N/A | #N/A | #N/A | #N/A | #N/A | #N/A | #N/A | #N/A | #N/A | #N/A | #N/A | #N/A | #N/A | #N/A | #N/A | #N/A | #N/A | #N/A | #N/A | #N/A | #N/A | #N/A | #N/A | #N/A | #N/A | #N/A | #N/A | #N/A | #N/A | #N/A | #N/A | #N/A | #N/A | #N/A | #N/A | #N/A | #N/A | #N/A | #N/A | #N/A | #N/A
[26 empty] | R507 | -25 | 735 | #N/A | #N/A | #N/A | #N/A | #N/A | #N/A | #N/A | #N/A | #N/A | #N/A | #N/A | #N/A | #N/A | #N/A | #N/A | #N/A | #N/A | #N/A | #N/A | #N/A | #N/A | #N/A | #N/A | #N/A | #N/A | #N/A | #N/A | #N/A | #N/A | #N/A | #N/A | #N/A | #N/A | #N/A | #N/A | #N/A | #N/A | #N/A | #N/A | #N/A | #N/A | #N/A | #N/A | #N/A | #N/A | #N/A | #N/A | #N/A | #N/A | #N/A | #N/A | #N/A | #N/A | #N/A | #N/A | #N/A | #N/A | #N/A | #N/A | #N/A | #N/A
[26 empty] | R507 | -24 | 736 | #N/A | #N/A | #N/A | #N/A | #N/A | #N/A | #N/A | #N/A | #N/A | #N/A | #N/A | #N/A | #N/A | #N/A | #N/A | #N/A | #N/A | #N/A | #N/A | #N/A | #N/A | #N/A | #N/A | #N/A | #N/A | #N/A | #N/A | #N/A | #N/A | #N/A | #N/A | #N/A | #N/A | #N/A | #N/A | #N/A | #N/A | #N/A | #N/A | #N/A | #N/A | #N/A | #N/A | #N/A | #N/A | #N/A | #N/A | #N/A | #N/A | #N/A | #N/A | #N/A | #N/A | #N/A | #N/A | #N/A | #N/A | #N/A | #N/A | #N/A | #N/A
[26 empty] | R507 | -23 | 737 | #N/A | #N/A | #N/A | #N/A | #N/A | #N/A | #N/A | #N/A | #N/A | #N/A | #N/A | #N/A | #N/A | #N/A | #N/A | #N/A | #N/A | #N/A | #N/A | #N/A | #N/A | #N/A | #N/A | #N/A | #N/A | #N/A | #N/A | #N/A | #N/A | #N/A | #N/A | #N/A | #N/A | #N/A | #N/A | #N/A | #N/A | #N/A | #N/A | #N/A | #N/A | #N/A | #N/A | #N/A | #N/A | #N/A | #N/A | #N/A | #N/A | #N/A | #N/A | #N/A | #N/A | #N/A | #N/A | #N/A | #N/A | #N/A | #N/A | #N/A | #N/A
[26 empty] | R507 | -22 | 738 | #N/A | #N/A | #N/A | #N/A | #N/A | #N/A | #N/A | #N/A | #N/A | #N/A | #N/A | #N/A | #N/A | #N/A | #N/A | #N/A | #N/A | #N/A | #N/A | #N/A | #N/A | #N/A | #N/A | #N/A | #N/A | #N/A | #N/A | #N/A | #N/A | #N/A | #N/A | #N/A | #N/A | #N/A | #N/A | #N/A | #N/A | #N/A | #N/A | #N/A | #N/A | #N/A | #N/A | #N/A | #N/A | #N/A | #N/A | #N/A | #N/A | #N/A | #N/A | #N/A | #N/A | #N/A | #N/A | #N/A | #N/A | #N/A | #N/A | #N/A | #N/A
[26 empty] | R507 | -21 | 739 | #N/A | #N/A | #N/A | #N/A | #N/A | #N/A | #N/A | #N/A | #N/A | #N/A | #N/A | #N/A | #N/A | #N/A | #N/A | #N/A | #N/A | #N/A | #N/A | #N/A | #N/A | #N/A | #N/A | #N/A | #N/A | #N/A | #N/A | #N/A | #N/A | #N/A | #N/A | #N/A | #N/A | #N/A | #N/A | #N/A | #N/A | #N/A | #N/A | #N/A | #N/A | #N/A | #N/A | #N/A | #N/A | #N/A | #N/A | #N/A | #N/A | #N/A | #N/A | #N/A | #N/A | #N/A | #N/A | #N/A | #N/A | #N/A | #N/A | #N/A | #N/A
[26 empty] | R507 | -20 | 740 | #N/A | #N/A | #N/A | #N/A | #N/A | #N/A | #N/A | #N/A | #N/A | #N/A | #N/A | #N/A | #N/A | #N/A | #N/A | #N/A | #N/A | #N/A | #N/A | #N/A | #N/A | #N/A | #N/A | #N/A | #N/A | #N/A | #N/A | #N/A | #N/A | #N/A | #N/A | #N/A | #N/A | #N/A | #N/A | #N/A | #N/A | #N/A | #N/A | #N/A | #N/A | #N/A | #N/A | #N/A | #N/A | #N/A | #N/A | #N/A | #N/A | #N/A | #N/A | #N/A | #N/A | #N/A | #N/A | #N/A | #N/A | #N/A | #N/A | #N/A | #N/A
[26 empty] | R507 | -19 | 741 | #N/A | #N/A | #N/A | #N/A | #N/A | #N/A | #N/A | #N/A | #N/A | #N/A | #N/A | #N/A | #N/A | #N/A | #N/A | #N/A | #N/A | #N/A | #N/A | #N/A | #N/A | #N/A | #N/A | #N/A | #N/A | #N/A | #N/A | #N/A | #N/A | #N/A | #N/A | #N/A | #N/A | #N/A | #N/A | #N/A | #N/A | #N/A | #N/A | #N/A | #N/A | #N/A | #N/A | #N/A | #N/A | #N/A | #N/A | #N/A | #N/A | #N/A | #N/A | #N/A | #N/A | #N/A | #N/A | #N/A | #N/A | #N/A | #N/A | #N/A | #N/A
[26 empty] | R507 | -18 | 742 | #N/A | #N/A | #N/A | #N/A | #N/A | #N/A | #N/A | #N/A | #N/A | #N/A | #N/A | #N/A | #N/A | #N/A | #N/A | #N/A | #N/A | #N/A | #N/A | #N/A | #N/A | #N/A | #N/A | #N/A | #N/A | #N/A | #N/A | #N/A | #N/A | #N/A | #N/A | #N/A | #N/A | #N/A | #N/A | #N/A | #N/A | #N/A | #N/A | #N/A | #N/A | #N/A | #N/A | #N/A | #N/A | #N/A | #N/A | #N/A | #N/A | #N/A | #N/A | #N/A | #N/A | #N/A | #N/A | #N/A | #N/A | #N/A | #N/A | #N/A | #N/A
[26 empty] | R507 | -17 | 743 | #N/A | #N/A | #N/A | #N/A | #N/A | #N/A | #N/A | #N/A | #N/A | #N/A | #N/A | #N/A | #N/A | #N/A | #N/A | #N/A | #N/A | #N/A | #N/A | #N/A | #N/A | #N/A | #N/A | #N/A | #N/A | #N/A | #N/A | #N/A | #N/A | #N/A | #N/A | #N/A | #N/A | #N/A | #N/A | #N/A | #N/A | #N/A | #N/A | #N/A | #N/A | #N/A | #N/A | #N/A | #N/A | #N/A | #N/A | #N/A | #N/A | #N/A | #N/A | #N/A | #N/A | #N/A | #N/A | #N/A | #N/A | #N/A | #N/A | #N/A | #N/A
[26 empty] | R507 | -16 | 744 | #N/A | #N/A | #N/A | #N/A | #N/A | #N/A | #N/A | #N/A | #N/A | #N/A | #N/A | #N/A | #N/A | #N/A | #N/A | #N/A | #N/A | #N/A | #N/A | #N/A | #N/A | #N/A | #N/A | #N/A | #N/A | #N/A | #N/A | #N/A | #N/A | #N/A | #N/A | #N/A | #N/A | #N/A | #N/A | #N/A | #N/A | #N/A | #N/A | #N/A | #N/A | #N/A | #N/A | #N/A | #N/A | #N/A | #N/A | #N/A | #N/A | #N/A | #N/A | #N/A | #N/A | #N/A | #N/A | #N/A | #N/A | #N/A | #N/A | #N/A | #N/A
[26 empty] | R507 | -15 | 745 | #N/A | #N/A | #N/A | #N/A | #N/A | #N/A | #N/A | #N/A | #N/A | #N/A | #N/A | #N/A | #N/A | #N/A | #N/A | #N/A | #N/A | #N/A | #N/A | #N/A | #N/A | #N/A | #N/A | #N/A | #N/A | #N/A | #N/A | #N/A | #N/A | #N/A | #N/A | #N/A | #N/A | #N/A | #N/A | #N/A | #N/A | #N/A | #N/A | #N/A | #N/A | #N/A | #N/A | #N/A | #N/A | #N/A | #N/A | #N/A | #N/A | #N/A | #N/A | #N/A | #N/A | #N/A | #N/A | #N/A | #N/A | #N/A | #N/A | #N/A | #N/A
[26 empty] | R507 | -14 | 746 | #N/A | #N/A | #N/A | #N/A | #N/A | #N/A | #N/A | #N/A | #N/A | #N/A | #N/A | #N/A | #N/A | #N/A | #N/A | #N/A | #N/A | #N/A | #N/A | #N/A | #N/A | #N/A | #N/A | #N/A | #N/A | #N/A | #N/A | #N/A | #N/A | #N/A | #N/A | #N/A | #N/A | #N/A | #N/A | #N/A | #N/A | #N/A | #N/A | #N/A | #N/A | #N/A | #N/A | #N/A | #N/A | #N/A | #N/A | #N/A | #N/A | #N/A | #N/A | #N/A | #N/A | #N/A | #N/A | #N/A | #N/A | #N/A | #N/A | #N/A | #N/A
[26 empty] | R507 | -13 | 747 | #N/A | #N/A | #N/A | #N/A | #N/A | #N/A | #N/A | #N/A | #N/A | #N/A | #N/A | #N/A | #N/A | #N/A | #N/A | #N/A | #N/A | #N/A | #N/A | #N/A | #N/A | #N/A | #N/A | #N/A | #N/A | #N/A | #N/A | #N/A | #N/A | #N/A | #N/A | #N/A | #N/A | #N/A | #N/A | #N/A | #N/A | #N/A | #N/A | #N/A | #N/A | #N/A | #N/A | #N/A | #N/A | #N/A | #N/A | #N/A | #N/A | #N/A | #N/A | #N/A | #N/A | #N/A | #N/A | #N/A | #N/A | #N/A | #N/A | #N/A | #N/A
[26 empty] | R507 | -12 | 748 | #N/A | #N/A | #N/A | #N/A | #N/A | #N/A | #N/A | #N/A | #N/A | #N/A | #N/A | #N/A | #N/A | #N/A | #N/A | #N/A | #N/A | #N/A | #N/A | #N/A | #N/A | #N/A | #N/A | #N/A | #N/A | #N/A | #N/A | #N/A | #N/A | #N/A | #N/A | #N/A | #N/A | #N/A | #N/A | #N/A | #N/A | #N/A | #N/A | #N/A | #N/A | #N/A | #N/A | #N/A | #N/A | #N/A | #N/A | #N/A | #N/A | #N/A | #N/A | #N/A | #N/A | #N/A | #N/A | #N/A | #N/A | #N/A | #N/A | #N/A | #N/A
[26 empty] | R507 | -11 | 749 | #N/A | #N/A | #N/A | #N/A | #N/A | #N/A | #N/A | #N/A | #N/A | #N/A | #N/A | #N/A | #N/A | #N/A | #N/A | #N/A | #N/A | #N/A | #N/A | #N/A | #N/A | #N/A | #N/A | #N/A | #N/A | #N/A | #N/A | #N/A | #N/A | #N/A | #N/A | #N/A | #N/A | #N/A | #N/A | #N/A | #N/A | #N/A | #N/A | #N/A | #N/A | #N/A | #N/A | #N/A | #N/A | #N/A | #N/A | #N/A | #N/A | #N/A | #N/A | #N/A | #N/A | #N/A | #N/A | #N/A | #N/A | #N/A | #N/A | #N/A | #N/A
[26 empty] | R507 | -10 | 750 | #N/A | #N/A | #N/A | #N/A | #N/A | #N/A | #N/A | #N/A | #N/A | #N/A | #N/A | #N/A | #N/A | #N/A | #N/A | #N/A | #N/A | #N/A | #N/A | #N/A | #N/A | #N/A | #N/A | #N/A | #N/A | #N/A | #N/A | #N/A | #N/A | #N/A | #N/A | #N/A | #N/A | #N/A | #N/A | #N/A | #N/A | #N/A | #N/A | #N/A | #N/A | #N/A | #N/A | #N/A | #N/A | #N/A | #N/A | #N/A | #N/A | #N/A | #N/A | #N/A | #N/A | #N/A | #N/A | #N/A | #N/A | #N/A | #N/A | #N/A | #N/A
[26 empty] | R507 | -9 | 751 | #N/A | #N/A | #N/A | #N/A | #N/A | #N/A | #N/A | #N/A | #N/A | #N/A | #N/A | #N/A | #N/A | #N/A | #N/A | #N/A | #N/A | #N/A | #N/A | #N/A | #N/A | #N/A | #N/A | #N/A | #N/A | #N/A | #N/A | #N/A | #N/A | #N/A | #N/A | #N/A | #N/A | #N/A | #N/A | #N/A | #N/A | #N/A | #N/A | #N/A | #N/A | #N/A | #N/A | #N/A | #N/A | #N/A | #N/A | #N/A | #N/A | #N/A | #N/A | #N/A | #N/A | #N/A | #N/A | #N/A | #N/A | #N/A | #N/A | #N/A | #N/A
[26 empty] | R507 | -8 | 752 | #N/A | #N/A | #N/A | #N/A | #N/A | #N/A | #N/A | #N/A | #N/A | #N/A | #N/A | #N/A | #N/A | #N/A | #N/A | #N/A | #N/A | #N/A | #N/A | #N/A | #N/A | #N/A | #N/A | #N/A | #N/A | #N/A | #N/A | #N/A | #N/A | #N/A | #N/A | #N/A | #N/A | #N/A | #N/A | #N/A | #N/A | #N/A | #N/A | #N/A | #N/A | #N/A | #N/A | #N/A | #N/A | #N/A | #N/A | #N/A | #N/A | #N/A | #N/A | #N/A | #N/A | #N/A | #N/A | #N/A | #N/A | #N/A | #N/A | #N/A | #N/A
[26 empty] | R507 | -7 | 753 | #N/A | #N/A | #N/A | #N/A | #N/A | #N/A | #N/A | #N/A | #N/A | #N/A | #N/A | #N/A | #N/A | #N/A | #N/A | #N/A | #N/A | #N/A | #N/A | #N/A | #N/A | #N/A | #N/A | #N/A | #N/A | #N/A | #N/A | #N/A | #N/A | #N/A | #N/A | #N/A | #N/A | #N/A | #N/A | #N/A | #N/A | #N/A | #N/A | #N/A | #N/A | #N/A | #N/A | #N/A | #N/A | #N/A | #N/A | #N/A | #N/A | #N/A | #N/A | #N/A | #N/A | #N/A | #N/A | #N/A | #N/A | #N/A | #N/A | #N/A | #N/A
[26 empty] | R507 | -6 | 754 | #N/A | #N/A | #N/A | #N/A | #N/A | #N/A | #N/A | #N/A | #N/A | #N/A | #N/A | #N/A | #N/A | #N/A | #N/A | #N/A | #N/A | #N/A | #N/A | #N/A | #N/A | #N/A | #N/A | #N/A | #N/A | #N/A | #N/A | #N/A | #N/A | #N/A | #N/A | #N/A | #N/A | #N/A | #N/A | #N/A | #N/A | #N/A | #N/A | #N/A | #N/A | #N/A | #N/A | #N/A | #N/A | #N/A | #N/A | #N/A | #N/A | #N/A | #N/A | #N/A | #N/A | #N/A | #N/A | #N/A | #N/A | #N/A | #N/A | #N/A | #N/A
[26 empty] | R507 | -5 | 755 | #N/A | #N/A | #N/A | #N/A | #N/A | #N/A | #N/A | #N/A | #N/A | #N/A | #N/A | #N/A | #N/A | #N/A | #N/A | #N/A | #N/A | #N/A | #N/A | #N/A | #N/A | #N/A | #N/A | #N/A | #N/A | #N/A | #N/A | #N/A | #N/A | #N/A | #N/A | #N/A | #N/A | #N/A | #N/A | #N/A | #N/A | #N/A | #N/A | #N/A | #N/A | #N/A | #N/A | #N/A | #N/A | #N/A | #N/A | #N/A | #N/A | #N/A | #N/A | #N/A | #N/A | #N/A | #N/A | #N/A | #N/A | #N/A | #N/A | #N/A | #N/A
[26 empty] | R507 | -4 | 756 | #N/A | #N/A | #N/A | #N/A | #N/A | #N/A | #N/A | #N/A | #N/A | #N/A | #N/A | #N/A | #N/A | #N/A | #N/A | #N/A | #N/A | #N/A | #N/A | #N/A | #N/A | #N/A | #N/A | #N/A | #N/A | #N/A | #N/A | #N/A | #N/A | #N/A | #N/A | #N/A | #N/A | #N/A | #N/A | #N/A | #N/A | #N/A | #N/A | #N/A | #N/A | #N/A | #N/A | #N/A | #N/A | #N/A | #N/A | #N/A | #N/A | #N/A | #N/A | #N/A | #N/A | #N/A | #N/A | #N/A | #N/A | #N/A | #N/A | #N/A | #N/A
[26 empty] | R507 | -3 | 757 | #N/A | #N/A | #N/A | #N/A | #N/A | #N/A | #N/A | #N/A | #N/A | #N/A | #N/A | #N/A | #N/A | #N/A | #N/A | #N/A | #N/A | #N/A | #N/A | #N/A | #N/A | #N/A | #N/A | #N/A | #N/A | #N/A | #N/A | #N/A | #N/A | #N/A | #N/A | #N/A | #N/A | #N/A | #N/A | #N/A | #N/A | #N/A | #N/A | #N/A | #N/A | #N/A | #N/A | #N/A | #N/A | #N/A | #N/A | #N/A | #N/A | #N/A | #N/A | #N/A | #N/A | #N/A | #N/A | #N/A | #N/A | #N/A | #N/A | #N/A | #N/A
[26 empty] | R507 | -2 | 758 | #N/A | #N/A | #N/A | #N/A | #N/A | #N/A | #N/A | #N/A | #N/A | #N/A | #N/A | #N/A | #N/A | #N/A | #N/A | #N/A | #N/A | #N/A | #N/A | #N/A | #N/A | #N/A | #N/A | #N/A | #N/A | #N/A | #N/A | #N/A | #N/A | #N/A | #N/A | #N/A | #N/A | #N/A | #N/A | #N/A | #N/A | #N/A | #N/A | #N/A | #N/A | #N/A | #N/A | #N/A | #N/A | #N/A | #N/A | #N/A | #N/A | #N/A | #N/A | #N/A | #N/A | #N/A | #N/A | #N/A | #N/A | #N/A | #N/A | #N/A | #N/A
[26 empty] | R507 | -1 | 759 | #N/A | #N/A | #N/A | #N/A | #N/A | #N/A | #N/A | #N/A | #N/A | #N/A | #N/A | #N/A | #N/A | #N/A | #N/A | #N/A | #N/A | #N/A | #N/A | #N/A | #N/A | #N/A | #N/A | #N/A | #N/A | #N/A | #N/A | #N/A | #N/A | #N/A | #N/A | #N/A | #N/A | #N/A | #N/A | #N/A | #N/A | #N/A | #N/A | #N/A | #N/A | #N/A | #N/A | #N/A | #N/A | #N/A | #N/A | #N/A | #N/A | #N/A | #N/A | #N/A | #N/A | #N/A | #N/A | #N/A | #N/A | #N/A | #N/A | #N/A | #N/A
[26 empty] | R507 | 0 | 760 | #N/A | #N/A | #N/A | #N/A | #N/A | #N/A | #N/A | #N/A | #N/A | #N/A | #N/A | #N/A | #N/A | #N/A | #N/A | #N/A | #N/A | #N/A | #N/A | #N/A | #N/A | #N/A | #N/A | #N/A | #N/A | #N/A | #N/A | #N/A | #N/A | #N/A | #N/A | #N/A | #N/A | #N/A | #N/A | #N/A | #N/A | #N/A | #N/A | #N/A | #N/A | #N/A | #N/A | #N/A | #N/A | #N/A | #N/A | #N/A | #N/A | #N/A | #N/A | #N/A | #N/A | #N/A | #N/A | #N/A | #N/A | #N/A | #N/A | #N/A | #N/A
[26 empty] | R507 | 1 | 761 | #N/A | #N/A | #N/A | #N/A | #N/A | #N/A | #N/A | #N/A | #N/A | #N/A | #N/A | #N/A | #N/A | #N/A | #N/A | #N/A | #N/A | #N/A | #N/A | #N/A | #N/A | #N/A | #N/A | #N/A | #N/A | #N/A | #N/A | #N/A | #N/A | #N/A | #N/A | #N/A | #N/A | #N/A | #N/A | #N/A | #N/A | #N/A | #N/A | #N/A | #N/A | #N/A | #N/A | #N/A | #N/A | #N/A | #N/A | #N/A | #N/A | #N/A | #N/A | #N/A | #N/A | #N/A | #N/A | #N/A | #N/A | #N/A | #N/A | #N/A | #N/A
[26 empty] | R507 | 2 | 762 | #N/A | #N/A | #N/A | #N/A | #N/A | #N/A | #N/A | #N/A | #N/A | #N/A | #N/A | #N/A | #N/A | #N/A | #N/A | #N/A | #N/A | #N/A | #N/A | #N/A | #N/A | #N/A | #N/A | #N/A | #N/A | #N/A | #N/A | #N/A | #N/A | #N/A | #N/A | #N/A | #N/A | #N/A | #N/A | #N/A | #N/A | #N/A | #N/A | #N/A | #N/A | #N/A | #N/A | #N/A | #N/A | #N/A | #N/A | #N/A | #N/A | #N/A | #N/A | #N/A | #N/A | #N/A | #N/A | #N/A | #N/A | #N/A | #N/A | #N/A | #N/A
[26 empty] | R507 | 3 | 763 | #N/A | #N/A | #N/A | #N/A | #N/A | #N/A | #N/A | #N/A | #N/A | #N/A | #N/A | #N/A | #N/A | #N/A | #N/A | #N/A | #N/A | #N/A | #N/A | #N/A | #N/A | #N/A | #N/A | #N/A | #N/A | #N/A | #N/A | #N/A | #N/A | #N/A | #N/A | #N/A | #N/A | #N/A | #N/A | #N/A | #N/A | #N/A | #N/A | #N/A | #N/A | #N/A | #N/A | #N/A | #N/A | #N/A | #N/A | #N/A | #N/A | #N/A | #N/A | #N/A | #N/A | #N/A | #N/A | #N/A | #N/A | #N/A | #N/A | #N/A | #N/A
[26 empty] | R507 | 4 | 764 | #N/A | #N/A | #N/A | #N/A | #N/A | #N/A | #N/A | #N/A | #N/A | #N/A | #N/A | #N/A | #N/A | #N/A | #N/A | #N/A | #N/A | #N/A | #N/A | #N/A | #N/A | #N/A | #N/A | #N/A | #N/A | #N/A | #N/A | #N/A | #N/A | #N/A | #N/A | #N/A | #N/A | #N/A | #N/A | #N/A | #N/A | #N/A | #N/A | #N/A | #N/A | #N/A | #N/A | #N/A | #N/A | #N/A | #N/A | #N/A | #N/A | #N/A | #N/A | #N/A | #N/A | #N/A | #N/A | #N/A | #N/A | #N/A | #N/A | #N/A | #N/A
[26 empty] | R507 | 5 | 765 | #N/A | #N/A | #N/A | #N/A | #N/A | #N/A | #N/A | #N/A | #N/A | #N/A | #N/A | #N/A | #N/A | #N/A | #N/A | #N/A | #N/A | #N/A | #N/A | #N/A | #N/A | #N/A | #N/A | #N/A | #N/A | #N/A | #N/A | #N/A | #N/A | #N/A | #N/A | #N/A | #N/A | #N/A | #N/A | #N/A | #N/A | #N/A | #N/A | #N/A | #N/A | #N/A | #N/A | #N/A | #N/A | #N/A | #N/A | #N/A | #N/A | #N/A | #N/A | #N/A | #N/A | #N/A | #N/A | #N/A | #N/A | #N/A | #N/A | #N/A | #N/A
[26 empty] | R507 | 6 | 766 | #N/A | #N/A | #N/A | #N/A | #N/A | #N/A | #N/A | #N/A | #N/A | #N/A | #N/A | #N/A | #N/A | #N/A | #N/A | #N/A | #N/A | #N/A | #N/A | #N/A | #N/A | #N/A | #N/A | #N/A | #N/A | #N/A | #N/A | #N/A | #N/A | #N/A | #N/A | #N/A | #N/A | #N/A | #N/A | #N/A | #N/A | #N/A | #N/A | #N/A | #N/A | #N/A | #N/A | #N/A | #N/A | #N/A | #N/A | #N/A | #N/A | #N/A | #N/A | #N/A | #N/A | #N/A | #N/A | #N/A | #N/A | #N/A | #N/A | #N/A | #N/A
[26 empty] | R507 | 7 | 767 | #N/A | #N/A | #N/A | #N/A | #N/A | #N/A | #N/A | #N/A | #N/A | #N/A | #N/A | #N/A | #N/A | #N/A | #N/A | #N/A | #N/A | #N/A | #N/A | #N/A | #N/A | #N/A | #N/A | #N/A | #N/A | #N/A | #N/A | #N/A | #N/A | #N/A | #N/A | #N/A | #N/A | #N/A | #N/A | #N/A | #N/A | #N/A | #N/A | #N/A | #N/A | #N/A | #N/A | #N/A | #N/A | #N/A | #N/A | #N/A | #N/A | #N/A | #N/A | #N/A | #N/A | #N/A | #N/A | #N/A | #N/A | #N/A | #N/A | #N/A | #N/A
[26 empty] | R507 | 8 | 768 | #N/A | #N/A | #N/A | #N/A | #N/A | #N/A | #N/A | #N/A | #N/A | #N/A | #N/A | #N/A | #N/A | #N/A | #N/A | #N/A | #N/A | #N/A | #N/A | #N/A | #N/A | #N/A | #N/A | #N/A | #N/A | #N/A | #N/A | #N/A | #N/A | #N/A | #N/A | #N/A | #N/A | #N/A | #N/A | #N/A | #N/A | #N/A | #N/A | #N/A | #N/A | #N/A | #N/A | #N/A | #N/A | #N/A | #N/A | #N/A | #N/A | #N/A | #N/A | #N/A | #N/A | #N/A | #N/A | #N/A | #N/A | #N/A | #N/A | #N/A | #N/A
[26 empty] | R507 | 9 | 769 | #N/A | #N/A | #N/A | #N/A | #N/A | #N/A | #N/A | #N/A | #N/A | #N/A | #N/A | #N/A | #N/A | #N/A | #N/A | #N/A | #N/A | #N/A | #N/A | #N/A | #N/A | #N/A | #N/A | #N/A | #N/A | #N/A | #N/A | #N/A | #N/A | #N/A | #N/A | #N/A | #N/A | #N/A | #N/A | #N/A | #N/A | #N/A | #N/A | #N/A | #N/A | #N/A | #N/A | #N/A | #N/A | #N/A | #N/A | #N/A | #N/A | #N/A | #N/A | #N/A | #N/A | #N/A | #N/A | #N/A | #N/A | #N/A | #N/A | #N/A | #N/A
[26 empty] | R507 | 10 | 770 | 1.9284 | 2.0078 | 2.0879 | 2.1687 | 2.2503 | 2.3328 | 2.4162 | 2.5005 | 2.5858 | 2.6721 | 2.7594 | 2.8478 | 2.9373 | 3.0279 | 3.1197 | 3.2126 | 3.3068 | 3.4022 | 3.4988 | 3.5967 | 3.6958 | 3.7963 | 3.8981 | 4.0013 | 4.1058 | 4.2116 | 4.3189 | 4.4276 | 4.5377 | 4.6493 | 4.7623 | 4.8768 | 4.9928 | 5.1103 | 5.2293 | 5.3499 | 5.472 | 5.5957 | 5.721 | 5.8478 | 5.9763 | 6.1064 | 6.2382 | 6.3716 | 6.5063 | 6.6431 | 6.7815 | 6.9217 | 7.0635 | 7.2072 | 7.3526 | 7.4998 | #N/A | #N/A | #N/A | #N/A | #N/A | #N/A | #N/A | #N/A | #N/A
[26 empty] | R507 | 11 | 771 | 1.9062 | 1.9847 | 2.064 | 2.144 | 2.2249 | 2.3066 | 2.3891 | 2.4726 | 2.5571 | 2.6426 | 2.729 | 2.8166 | 2.9053 | 2.9951 | 3.086 | 3.1781 | 3.2714 | 3.3659 | 3.4617 | 3.5587 | 3.657 | 3.7566 | 3.8575 | 3.9597 | 4.0633 | 4.1683 | 4.2747 | 4.3824 | 4.4916 | 4.6022 | 4.7143 | 4.8279 | 4.9429 | 5.0594 | 5.1775 | 5.297 | 5.4181 | 5.5408 | 5.6651 | 5.7909 | 5.9184 | 6.0474 | 6.1782 | 6.3105 | 6.4442 | 6.5798 | 6.7172 | 6.8562 | 6.997 | 7.1395 | 7.2838 | 7.4299 | 7.5777 | #N/A | #N/A | #N/A | #N/A | #N/A | #N/A | #N/A | #N/A
[26 empty] | R507 | 12 | 772 | 1.8838 | 1.9616 | 2.0401 | 2.1193 | 2.1993 | 2.2802 | 2.362 | 2.4447 | 2.5283 | 2.613 | 2.6986 | 2.7853 | 2.8732 | 2.9621 | 3.0522 | 3.1435 | 3.2359 | 3.3296 | 3.4245 | 3.5206 | 3.618 | 3.7167 | 3.8167 | 3.9181 | 4.0208 | 4.1248 | 4.2303 | 4.3371 | 4.4453 | 4.555 | 4.6661 | 4.7787 | 4.8928 | 5.0083 | 5.1254 | 5.244 | 5.3641 | 5.4857 | 5.609 | 5.7338 | 5.8602 | 5.9882 | 6.1179 | 6.2492 | 6.3818 | 6.5163 | 6.6526 | 6.7906 | 6.9302 | 7.0716 | 7.2148 | 7.3597 | 7.5064 | 7.6548 | #N/A | #N/A | #N/A | #N/A | #N/A | #N/A | #N/A
[26 empty] | R507 | 13 | 773 | 1.8614 | 1.9384 | 2.0161 | 2.0945 | 2.1737 | 2.2538 | 2.3347 | 2.4166 | 2.4994 | 2.5832 | 2.668 | 2.7539 | 2.8409 | 2.929 | 3.0183 | 3.1087 | 3.2003 | 3.2931 | 3.3871 | 3.4823 | 3.5789 | 3.6767 | 3.7758 | 3.8762 | 3.978 | 4.0812 | 4.1857 | 4.2916 | 4.3989 | 4.5076 | 4.6178 | 4.7294 | 4.8425 | 4.957 | 5.0731 | 5.1907 | 5.3098 | 5.4305 | 5.5527 | 5.6765 | 5.8018 | 5.9288 | 6.0574 | 6.1876 | 6.3191 | 6.4526 | 6.5878 | 6.7246 | 6.8632 | 7.0035 | 7.1455 | 7.2892 | 7.4347 | 7.582 | 7.7312 | #N/A | #N/A | #N/A | #N/A | #N/A | #N/A
[26 empty] | R507 | 14 | 774 | 1.839 | 1.9151 | 1.992 | 2.0696 | 2.148 | 2.2272 | 2.3073 | 2.3884 | 2.4704 | 2.5534 | 2.6374 | 2.7224 | 2.8086 | 2.8958 | 2.9842 | 3.0738 | 3.1645 | 3.2564 | 3.3496 | 3.4439 | 3.5396 | 3.6365 | 3.7347 | 3.8343 | 3.9351 | 4.0373 | 4.1409 | 4.2459 | 4.3522 | 4.46 | 4.5692 | 4.6799 | 4.792 | 4.9056 | 5.0206 | 5.1372 | 5.2553 | 5.375 | 5.4962 | 5.6189 | 5.7432 | 5.8692 | 5.9967 | 6.1258 | 6.2563 | 6.3887 | 6.5227 | 6.6585 | 6.7959 | 6.935 | 7.0759 | 7.2185 | 7.3629 | 7.509 | 7.6569 | 7.8066 | #N/A | #N/A | #N/A | #N/A | #N/A
[26 empty] | R507 | 15 | 775 | 1.8164 | 1.8917 | 1.9678 | 2.0446 | 2.1221 | 2.2006 | 2.2799 | 2.3601 | 2.4413 | 2.5234 | 2.6066 | 2.6908 | 2.7761 | 2.8625 | 2.9501 | 3.0387 | 3.1286 | 3.2196 | 3.3119 | 3.4054 | 3.5001 | 3.5962 | 3.6935 | 3.7921 | 3.8921 | 3.9933 | 4.096 | 4.2 | 4.3054 | 4.4122 | 4.5205 | 4.6302 | 4.7413 | 4.8539 | 4.968 | 5.0836 | 5.2006 | 5.3193 | 5.4394 | 5.5611 | 5.6844 | 5.8093 | 5.9357 | 6.0638 | 6.1931 | 6.3244 | 6.4574 | 6.592 | 6.7283 | 6.8663 | 7.0061 | 7.1475 | 7.2907 | 7.4357 | 7.5824 | 7.7309 | 7.8813 | #N/A | #N/A | #N/A | #N/A
[26 empty] | R507 | 16 | 776 | 1.7937 | 1.8683 | 1.9435 | 2.0194 | 2.0962 | 2.1738 | 2.2523 | 2.3317 | 2.412 | 2.4934 | 2.5757 | 2.659 | 2.7435 | 2.8291 | 2.9157 | 3.0036 | 3.0925 | 3.1827 | 3.2741 | 3.3667 | 3.4606 | 3.5557 | 3.6521 | 3.7498 | 3.8488 | 3.9492 | 4.0509 | 4.154 | 4.2584 | 4.3643 | 4.4716 | 4.5803 | 4.6904 | 4.802 | 4.9151 | 5.0297 | 5.1457 | 5.2633 | 5.3825 | 5.5031 | 5.6254 | 5.7492 | 5.8745 | 6.0015 | 6.1298 | 6.26 | 6.3918 | 6.5254 | 6.6605 | 6.7974 | 6.936 | 7.0763 | 7.2183 | 7.3621 | 7.5076 | 7.6549 | 7.804 | 7.955 | #N/A | #N/A | #N/A
[26 empty] | R507 | 17 | 777 | 1.771 | 1.8447 | 1.9191 | 1.9942 | 2.0702 | 2.1469 | 2.2246 | 2.3032 | 2.3827 | 2.4632 | 2.5446 | 2.6272 | 2.7108 | 2.7955 | 2.8813 | 2.9682 | 3.0564 | 3.1456 | 3.2361 | 3.3279 | 3.4208 | 3.515 | 3.6105 | 3.7073 | 3.8054 | 3.9048 | 4.0056 | 4.1077 | 4.2113 | 4.3162 | 4.4225 | 4.5302 | 4.6393 | 4.75 | 4.862 | 4.9756 | 5.0906 | 5.2072 | 5.3253 | 5.4449 | 5.5661 | 5.6888 | 5.8131 | 5.939 | 6.0662 | 6.1953 | 6.326 | 6.4584 | 6.5925 | 6.7282 | 6.8656 | 7.0047 | 7.1456 | 7.2881 | 7.4325 | 7.5786 | 7.7265 | 7.8762 | 8.0277 | #N/A | #N/A
[26 empty] | R507 | 18 | 778 | 1.7481 | 1.821 | 1.8946 | 1.9689 | 2.044 | 2.12 | 2.1968 | 2.2745 | 2.3532 | 2.4329 | 2.5135 | 2.5952 | 2.6779 | 2.7618 | 2.8467 | 2.9328 | 3.02 | 3.1084 | 3.198 | 3.2889 | 3.3809 | 3.4742 | 3.5688 | 3.6647 | 3.7618 | 3.8603 | 3.9602 | 4.0613 | 4.1639 | 4.2678 | 4.3731 | 4.4799 | 4.5881 | 4.6977 | 4.8087 | 4.9213 | 5.0353 | 5.1508 | 5.2679 | 5.3864 | 5.5065 | 5.6282 | 5.7515 | 5.8763 | 6.0023 | 6.1303 | 6.2599 | 6.3912 | 6.5241 | 6.6587 | 6.7949 | 6.9329 | 7.0726 | 7.214 | 7.3571 | 7.502 | 7.6487 | 7.7971 | 7.9474 | 8.0995 | #N/A
[26 empty] | R507 | 19 | 779 | 1.7252 | 1.7973 | 1.87 | 1.9435 | 2.0178 | 2.0929 | 2.1689 | 2.2458 | 2.3236 | 2.4024 | 2.4822 | 2.563 | 2.6449 | 2.7279 | 2.812 | 2.8972 | 2.9835 | 3.0711 | 3.1598 | 3.2497 | 3.3409 | 3.4333 | 3.5269 | 3.6219 | 3.7181 | 3.8156 | 3.9145 | 4.0147 | 4.1163 | 4.2193 | 4.3236 | 4.4294 | 4.5366 | 4.6452 | 4.7552 | 4.8668 | 4.9798 | 5.0942 | 5.2102 | 5.3277 | 5.4468 | 5.5674 | 5.6895 | 5.8133 | 5.9382 | 6.0651 | 6.1936 | 6.3237 | 6.4555 | 6.5889 | 6.724 | 6.8608 | 6.9993 | 7.1395 | 7.2814 | 7.4251 | 7.5705 | 7.7177 | 7.8668 | 8.0176 | 8.1703
[26 empty] | R507 | 20 | 780 | 1.7022 | 1.7734 | 1.8453 | 1.918 | 1.9914 | 2.0657 | 2.1409 | 2.2169 | 2.2939 | 2.3719 | 2.4508 | 2.5308 | 2.6118 | 2.6939 | 2.7771 | 2.8614 | 2.9469 | 3.0336 | 3.1214 | 3.2104 | 3.3006 | 3.3921 | 3.4849 | 3.5789 | 3.6742 | 3.7708 | 3.8687 | 3.968 | 4.0686 | 4.1706 | 4.2739 | 4.3787 | 4.4849 | 4.5925 | 4.7015 | 4.812 | 4.924 | 5.0374 | 5.1524 | 5.2688 | 5.3868 | 5.5063 | 5.6274 | 5.75 | 5.8739 | 5.9996 | 6.127 | 6.256 | 6.3866 | 6.5189 | 6.6528 | 6.7884 | 6.9257 | 7.0647 | 7.2054 | 7.3478 | 7.492 | 7.638 | 7.7858 | 7.9353 | 8.0867
[26 empty] | R507 | 21 | 781 | 1.6791 | 1.7495 | 1.8206 | 1.8924 | 1.965 | 2.0384 | 2.1127 | 2.1879 | 2.2641 | 2.3412 | 2.4192 | 2.4984 | 2.5785 | 2.6598 | 2.7421 | 2.8256 | 2.9101 | 2.9959 | 3.0828 | 3.1709 | 3.2602 | 3.3508 | 3.4426 | 3.5357 | 3.6301 | 3.7257 | 3.8227 | 3.921 | 4.0206 | 4.1216 | 4.224 | 4.3278 | 4.433 | 4.5396 | 4.6476 | 4.757 | 4.868 | 4.9804 | 5.0943 | 5.2096 | 5.3265 | 5.445 | 5.5649 | 5.6865 | 5.8092 | 5.9339 | 6.0601 | 6.1879 | 6.3174 | 6.4485 | 6.5813 | 6.7157 | 6.8518 | 6.9896 | 7.1291 | 7.2703 | 7.4133 | 7.558 | 7.7045 | 7.8528 | 8.0029
[26 empty] | R507 | 22 | 782 | 1.6559 | 1.7254 | 1.7957 | 1.8666 | 1.9384 | 2.011 | 2.0845 | 2.1588 | 2.2341 | 2.3104 | 2.3876 | 2.4658 | 2.5451 | 2.6255 | 2.7069 | 2.7895 | 2.8732 | 2.958 | 3.0441 | 3.1313 | 3.2197 | 3.3093 | 3.4002 | 3.4923 | 3.5858 | 3.6805 | 3.7765 | 3.8738 | 3.9725 | 4.0725 | 4.1739 | 4.2767 | 4.3808 | 4.4864 | 4.5934 | 4.7018 | 4.8117 | 4.9231 | 5.0359 | 5.1502 | 5.266 | 5.3834 | 5.5022 | 5.6227 | 5.7443 | 5.8678 | 5.9929 | 6.1196 | 6.2479 | 6.3779 | 6.5094 | 6.6427 | 6.7775 | 6.9141 | 7.0524 | 7.1924 | 7.3341 | 7.4776 | 7.6228 | 7.7698 | 7.9186
[26 empty] | R507 | 23 | 783 | 1.6325 | 1.7013 | 1.7707 | 1.8408 | 1.9117 | 1.9835 | 2.0561 | 2.1296 | 2.204 | 2.2794 | 2.3558 | 2.4332 | 2.5116 | 2.5911 | 2.6716 | 2.7533 | 2.8361 | 2.92 | 3.0052 | 3.0914 | 3.1789 | 3.2677 | 3.3576 | 3.4488 | 3.5413 | 3.635 | 3.7301 | 3.8264 | 3.9241 | 4.0232 | 4.1236 | 4.2253 | 4.3285 | 4.433 | 4.539 | 4.6464 | 4.7552 | 4.8655 | 4.9773 | 5.0905 | 5.2053 | 5.3215 | 5.4393 | 5.5586 | 5.6791 | 5.8015 | 5.9254 | 6.051 | 6.1781 | 6.3069 | 6.4373 | 6.5693 | 6.703 | 6.8384 | 6.9754 | 7.1142 | 7.2546 | 7.3968 | 7.5408 | 7.6865 | 7.834
[26 empty] | R507 | 24 | 784 | 1.6091 | 1.677 | 1.7455 | 1.8148 | 1.8849 | 1.9558 | 2.0276 | 2.1002 | 2.1738 | 2.2483 | 2.3238 | 2.4003 | 2.4779 | 2.5565 | 2.6362 | 2.7169 | 2.7988 | 2.8819 | 2.9661 | 3.0515 | 3.138 | 3.2258 | 3.3148 | 3.4051 | 3.4966 | 3.5894 | 3.6834 | 3.7788 | 3.8755 | 3.9736 | 4.073 | 4.1737 | 4.2759 | 4.3794 | 4.4843 | 4.5907 | 4.6985 | 4.8077 | 4.9184 | 5.0306 | 5.1442 | 5.2594 | 5.376 | 5.4942 | 5.6136 | 5.7349 | 5.8577 | 5.9821 | 6.108 | 6.2356 | 6.3648 | 6.4957 | 6.6281 | 6.7623 | 6.8981 | 7.0356 | 7.1748 | 7.3158 | 7.4584 | 7.6029 | 7.749
[26 empty] | R507 | 25 | 785 | 1.5862 | 1.6533 | 1.721 | 1.7895 | 1.8587 | 1.9288 | 1.9997 | 2.0715 | 2.1443 | 2.2179 | 2.2926 | 2.3682 | 2.4449 | 2.5227 | 2.6015 | 2.6814 | 2.7624 | 2.8445 | 2.9279 | 3.0123 | 3.098 | 3.1849 | 3.273 | 3.3623 | 3.4529 | 3.5447 | 3.6379 | 3.7323 | 3.828 | 3.9251 | 4.0235 | 4.1233 | 4.2244 | 4.327 | 4.4309 | 4.5362 | 4.643 | 4.7512 | 4.8608 | 4.9719 | 5.0845 | 5.1986 | 5.3142 | 5.4313 | 5.5496 | 5.6697 | 5.7914 | 5.9146 | 6.0395 | 6.1659 | 6.2939 | 6.4236 | 6.5549 | 6.6878 | 6.8225 | 6.9587 | 7.0967 | 7.2364 | 7.3778 | 7.521 | 7.6659
[26 empty] | R507 | 26 | 786 | 1.5626 | 1.6288 | 1.6957 | 1.7633 | 1.8317 | 1.9009 | 1.971 | 2.042 | 2.1138 | 2.1867 | 2.2604 | 2.3352 | 2.411 | 2.4878 | 2.5658 | 2.6448 | 2.7249 | 2.8061 | 2.8885 | 2.9721 | 3.0568 | 3.1427 | 3.2299 | 3.3183 | 3.4079 | 3.4988 | 3.5909 | 3.6844 | 3.7791 | 3.8752 | 3.9726 | 4.0714 | 4.1715 | 4.273 | 4.3759 | 4.4802 | 4.5859 | 4.693 | 4.8016 | 4.9116 | 5.0231 | 5.136 | 5.2505 | 5.3665 | 5.4837 | 5.6026 | 5.7232 | 5.8453 | 5.9689 | 6.0942 | 6.221 | 6.3495 | 6.4795 | 6.6113 | 6.7446 | 6.8797 | 7.0164 | 7.1548 | 7.2949 | 7.4368 | 7.5804
[26 empty] | R507 | 27 | 787 | 1.539 | 1.6043 | 1.6703 | 1.7371 | 1.8046 | 1.873 | 1.9422 | 2.0123 | 2.0833 | 2.1552 | 2.2281 | 2.302 | 2.3769 | 2.4529 | 2.5299 | 2.608 | 2.6872 | 2.7675 | 2.849 | 2.9316 | 3.0154 | 3.1004 | 3.1866 | 3.274 | 3.3627 | 3.4526 | 3.5438 | 3.6363 | 3.73 | 3.8251 | 3.9215 | 4.0192 | 4.1183 | 4.2188 | 4.3206 | 4.4238 | 4.5285 | 4.6345 | 4.742 | 4.851 | 4.9613 | 5.0732 | 5.1866 | 5.3014 | 5.4174 | 5.5353 | 5.6547 | 5.7756 | 5.8981 | 6.0221 | 6.1477 | 6.275 | 6.4038 | 6.5343 | 6.6664 | 6.8002 | 6.9357 | 7.0728 | 7.2116 | 7.3522 | 7.4945
[26 empty] | R507 | 28 | 788 | 1.5152 | 1.5796 | 1.6448 | 1.7107 | 1.7774 | 1.8449 | 1.9132 | 1.9824 | 2.0526 | 2.1236 | 2.1956 | 2.2687 | 2.3427 | 2.4177 | 2.4939 | 2.5711 | 2.6494 | 2.7288 | 2.8093 | 2.891 | 2.9739 | 3.0579 | 3.1431 | 3.2296 | 3.3173 | 3.4062 | 3.4964 | 3.5879 | 3.6807 | 3.7747 | 3.8701 | 3.9668 | 4.0649 | 4.1643 | 4.2651 | 4.3673 | 4.4708 | 4.5758 | 4.6822 | 4.79 | 4.8993 | 5.0101 | 5.1223 | 5.236 | 5.3509 | 5.4676 | 5.5858 | 5.7056 | 5.8268 | 5.9497 | 6.0741 | 6.2002 | 6.3278 | 6.457 | 6.5879 | 6.7204 | 6.8546 | 6.9904 | 7.128 | 7.2672 | 7.4081
[26 empty] | R507 | 29 | 789 | 1.4913 | 1.5549 | 1.6192 | 1.6842 | 1.75 | 1.8166 | 1.8841 | 1.9525 | 2.0217 | 2.0919 | 2.163 | 2.2351 | 2.3083 | 2.3824 | 2.4577 | 2.5339 | 2.6113 | 2.6898 | 2.7694 | 2.8502 | 2.9321 | 3.0152 | 3.0995 | 3.185 | 3.2717 | 3.3596 | 3.4488 | 3.5393 | 3.6311 | 3.7241 | 3.8185 | 3.9142 | 4.0112 | 4.1096 | 4.2093 | 4.3104 | 4.4129 | 4.5168 | 4.6221 | 4.7288 | 4.837 | 4.9466 | 5.0577 | 5.1703 | 5.2841 | 5.3996 | 5.5166 | 5.6352 | 5.7553 | 5.8769 | 6.0002 | 6.125 | 6.2513 | 6.3793 | 6.5089 | 6.6402 | 6.7731 | 6.9076 | 7.0438 | 7.1818 | 7.3214
[26 empty] | R507 | 30 | 790 | 1.4672 | 1.53 | 1.5934 | 1.6576 | 1.7225 | 1.7883 | 1.8549 | 1.9223 | 1.9907 | 2.06 | 2.1302 | 2.2015 | 2.2737 | 2.347 | 2.4213 | 2.4966 | 2.5731 | 2.6506 | 2.7293 | 2.8091 | 2.8901 | 2.9722 | 3.0556 | 3.1401 | 3.2258 | 3.3128 | 3.401 | 3.4905 | 3.5812 | 3.6733 | 3.7666 | 3.8613 | 3.9572 | 4.0545 | 4.1532 | 4.2533 | 4.3547 | 4.4575 | 4.5617 | 4.6673 | 4.7744 | 4.8829 | 4.9928 | 5.1043 | 5.2169 | 5.3312 | 5.4471 | 5.5645 | 5.6834 | 5.8038 | 5.9258 | 6.0494 | 6.1745 | 6.3012 | 6.4296 | 6.5596 | 6.6912 | 6.8244 | 6.9593 | 7.0959 | 7.2342
[26 empty] | R507 | 31 | 791 | 1.4431 | 1.5049 | 1.5675 | 1.6308 | 1.6949 | 1.7597 | 1.8255 | 1.892 | 1.9595 | 2.0279 | 2.0973 | 2.1676 | 2.2389 | 2.3113 | 2.3847 | 2.4591 | 2.5346 | 2.6113 | 2.689 | 2.7679 | 2.8479 | 2.9291 | 3.0114 | 3.095 | 3.1797 | 3.2657 | 3.3529 | 3.4414 | 3.5311 | 3.6221 | 3.7144 | 3.808 | 3.903 | 3.9992 | 4.0968 | 4.1958 | 4.2961 | 4.3978 | 4.501 | 4.6055 | 4.7114 | 4.8188 | 4.9276 | 5.0379 | 5.1493 | 5.2625 | 5.3772 | 5.4933 | 5.611 | 5.7303 | 5.851 | 5.9734 | 6.0973 | 6.2227 | 6.3498 | 6.4785 | 6.6088 | 6.7407 | 6.8743 | 7.0096 | 7.1465
[26 empty] | R507 | 32 | 792 | 1.4188 | 1.4798 | 1.5415 | 1.6039 | 1.6671 | 1.7311 | 1.7959 | 1.8616 | 1.9282 | 1.9957 | 2.0641 | 2.1335 | 2.204 | 2.2754 | 2.3479 | 2.4214 | 2.496 | 2.5717 | 2.6485 | 2.7264 | 2.8054 | 2.8856 | 2.967 | 3.0496 | 3.1334 | 3.2183 | 3.3046 | 3.392 | 3.4807 | 3.5707 | 3.662 | 3.7545 | 3.8484 | 3.9436 | 4.0401 | 4.138 | 4.2373 | 4.3379 | 4.4399 | 4.5433 | 4.6481 | 4.7543 | 4.862 | 4.9711 | 5.0814 | 5.1934 | 5.3069 | 5.4218 | 5.5383 | 5.6563 | 5.7759 | 5.897 | 6.0196 | 6.1438 | 6.2696 | 6.397 | 6.526 | 6.6566 | 6.7889 | 6.9228 | 7.0584
[26 empty] | R507 | 33 | 793 | 1.3943 | 1.4544 | 1.5153 | 1.5768 | 1.6391 | 1.7022 | 1.7661 | 1.8309 | 1.8966 | 1.9633 | 2.0308 | 2.0993 | 2.1688 | 2.2393 | 2.3109 | 2.3835 | 2.4571 | 2.5318 | 2.6077 | 2.6846 | 2.7627 | 2.842 | 2.9224 | 3.004 | 3.0867 | 3.1707 | 3.2559 | 3.3424 | 3.43 | 3.519 | 3.6092 | 3.7007 | 3.7935 | 3.8877 | 3.9831 | 4.0799 | 4.1781 | 4.2776 | 4.3784 | 4.4807 | 4.5844 | 4.6895 | 4.796 | 4.9039 | 5.013 | 5.1239 | 5.2362 | 5.3499 | 5.4652 | 5.582 | 5.7003 | 5.8201 | 5.9415 | 6.0644 | 6.1889 | 6.315 | 6.4427 | 6.572 | 6.7029 | 6.8355 | 6.9697
[26 empty] | R507 | 34 | 794 | 1.3697 | 1.429 | 1.4889 | 1.5495 | 1.611 | 1.6732 | 1.7362 | 1.8001 | 1.8649 | 1.9306 | 1.9972 | 2.0648 | 2.1334 | 2.203 | 2.2736 | 2.3453 | 2.418 | 2.4918 | 2.5667 | 2.6427 | 2.7198 | 2.798 | 2.8775 | 2.958 | 3.0398 | 3.1228 | 3.207 | 3.2924 | 3.379 | 3.467 | 3.5561 | 3.6466 | 3.7383 | 3.8314 | 3.9258 | 4.0215 | 4.1185 | 4.2169 | 4.3166 | 4.4178 | 4.5203 | 4.6242 | 4.7296 | 4.8364 | 4.9443 | 5.0539 | 5.165 | 5.2776 | 5.3916 | 5.5072 | 5.6242 | 5.7428 | 5.8629 | 5.9845 | 6.1078 | 6.2325 | 6.3589 | 6.4869 | 6.6165 | 6.7477 | 6.8805
[26 empty] | R507 | 35 | 795 | 1.345 | 1.4033 | 1.4624 | 1.5221 | 1.5826 | 1.644 | 1.7061 | 1.7691 | 1.833 | 1.8978 | 1.9635 | 2.0302 | 2.0978 | 2.1665 | 2.2362 | 2.3069 | 2.3786 | 2.4515 | 2.5254 | 2.6004 | 2.6765 | 2.7538 | 2.8323 | 2.9118 | 2.9926 | 3.0746 | 3.1577 | 3.2421 | 3.3277 | 3.4146 | 3.5027 | 3.5921 | 3.6828 | 3.7747 | 3.868 | 3.9626 | 4.0585 | 4.1558 | 4.2545 | 4.3544 | 4.4558 | 4.5586 | 4.6628 | 4.7684 | 4.8751 | 4.9835 | 5.0934 | 5.2048 | 5.3176 | 5.4319 | 5.5477 | 5.665 | 5.7838 | 5.9042 | 6.0261 | 6.1495 | 6.2746 | 6.4012 | 6.5294 | 6.6593 | 6.7907
[26 empty] | R507 | 36 | 796 | 1.3208 | 1.3783 | 1.4364 | 1.4953 | 1.555 | 1.6154 | 1.6767 | 1.7388 | 1.8018 | 1.8657 | 1.9305 | 1.9963 | 2.063 | 2.1308 | 2.1996 | 2.2693 | 2.3402 | 2.4121 | 2.4851 | 2.5591 | 2.6343 | 2.7106 | 2.7881 | 2.8667 | 2.9465 | 3.0275 | 3.1096 | 3.193 | 3.2776 | 3.3634 | 3.4505 | 3.5389 | 3.6285 | 3.7194 | 3.8116 | 3.9051 | 4 | 4.0962 | 4.1937 | 4.2926 | 4.3928 | 4.4945 | 4.5975 | 4.7019 | 4.8075 | 4.9148 | 5.0235 | 5.1336 | 5.2452 | 5.3583 | 5.4729 | 5.5889 | 5.7065 | 5.8256 | 5.9463 | 6.0684 | 6.1922 | 6.3175 | 6.4444 | 6.5729 | 6.703
[26 empty] | R507 | 37 | 797 | 1.2958 | 1.3524 | 1.4096 | 1.4676 | 1.5264 | 1.5859 | 1.6463 | 1.7075 | 1.7695 | 1.8325 | 1.8964 | 1.9613 | 2.0271 | 2.0939 | 2.1617 | 2.2305 | 2.3004 | 2.3713 | 2.4433 | 2.5164 | 2.5906 | 2.666 | 2.7424 | 2.82 | 2.8988 | 2.9787 | 3.0599 | 3.1422 | 3.2258 | 3.3105 | 3.3965 | 3.4838 | 3.5724 | 3.6622 | 3.7533 | 3.8457 | 3.9394 | 4.0345 | 4.1309 | 4.2286 | 4.3277 | 4.4281 | 4.53 | 4.6332 | 4.7376 | 4.8437 | 4.9511 | 5.0601 | 5.1704 | 5.2822 | 5.3955 | 5.5103 | 5.6266 | 5.7444 | 5.8637 | 5.9846 | 6.107 | 6.2309 | 6.3565 | 6.4836 | 6.6123
[26 empty] | R507 | 38 | 798 | 1.2707 | 1.3263 | 1.3827 | 1.4397 | 1.4976 | 1.5562 | 1.6156 | 1.6759 | 1.7371 | 1.7991 | 1.8621 | 1.926 | 1.9909 | 2.0567 | 2.1236 | 2.1914 | 2.2603 | 2.3303 | 2.4013 | 2.4734 | 2.5467 | 2.621 | 2.6964 | 2.773 | 2.8508 | 2.9297 | 3.0098 | 3.091 | 3.1735 | 3.2572 | 3.3422 | 3.4284 | 3.5158 | 3.6045 | 3.6945 | 3.7858 | 3.8784 | 3.9723 | 4.0676 | 4.1641 | 4.2621 | 4.3614 | 4.462 | 4.5641 | 4.6672 | 4.7721 | 4.8783 | 4.986 | 5.0951 | 5.2056 | 5.3176 | 5.4311 | 5.5461 | 5.6626 | 5.7806 | 5.9001 | 6.0212 | 6.1438 | 6.2679 | 6.3937 | 6.521
[26 empty] | R507 | 39 | 799 | 1.2453 | 1.3 | 1.3555 | 1.4116 | 1.4685 | 1.5262 | 1.5847 | 1.6441 | 1.7043 | 1.7655 | 1.8275 | 1.8904 | 1.9544 | 2.0193 | 2.0852 | 2.1521 | 2.22 | 2.289 | 2.359 | 2.4301 | 2.5023 | 2.5756 | 2.6501 | 2.7256 | 2.8023 | 2.8802 | 2.9593 | 3.0395 | 3.1209 | 3.2036 | 3.2874 | 3.3725 | 3.4589 | 3.5465 | 3.6353 | 3.7255 | 3.817 | 3.9097 | 4.0038 | 4.0992 | 4.1959 | 4.294 | 4.3935 | 4.4943 | 4.5963 | 4.6999 | 4.8049 | 4.9113 | 5.0192 | 5.1284 | 5.2392 | 5.3514 | 5.465 | 5.5802 | 5.6969 | 5.815 | 5.9347 | 6.0559 | 6.1787 | 6.3031 | 6.429
[26 empty] | R507 | 40 | 800 | 1.2197 | 1.2735 | 1.328 | 1.3833 | 1.4393 | 1.496 | 1.5536 | 1.612 | 1.6713 | 1.7315 | 1.7926 | 1.8546 | 1.9176 | 1.9815 | 2.0464 | 2.1124 | 2.1793 | 2.2473 | 2.3163 | 2.3865 | 2.4577 | 2.5299 | 2.6034 | 2.6779 | 2.7536 | 2.8304 | 2.9084 | 2.9875 | 3.0679 | 3.1494 | 3.2322 | 3.3162 | 3.4014 | 3.4879 | 3.5757 | 3.6647 | 3.755 | 3.8466 | 3.9395 | 4.0337 | 4.1293 | 4.2262 | 4.3245 | 4.4241 | 4.5248 | 4.6272 | 4.7309 | 4.8361 | 4.9426 | 5.0506 | 5.1601 | 5.2709 | 5.3833 | 5.4971 | 5.6124 | 5.7292 | 5.8476 | 5.9674 | 6.0888 | 6.2117 | 6.3362
[26 empty] | R507 | 41 | 801 | 1.1939 | 1.2468 | 1.3004 | 1.3547 | 1.4097 | 1.4656 | 1.5222 | 1.5797 | 1.6381 | 1.6973 | 1.7574 | 1.8184 | 1.8804 | 1.9434 | 2.0074 | 2.0723 | 2.1383 | 2.2053 | 2.2733 | 2.3424 | 2.4126 | 2.4839 | 2.5562 | 2.6297 | 2.7043 | 2.7801 | 2.857 | 2.9351 | 3.0144 | 3.0949 | 3.1765 | 3.2594 | 3.3435 | 3.4289 | 3.5155 | 3.6034 | 3.6925 | 3.783 | 3.8747 | 3.9677 | 4.0621 | 4.1578 | 4.2548 | 4.3532 | 4.4527 | 4.5538 | 4.6563 | 4.7602 | 4.8654 | 4.9721 | 5.0803 | 5.1898 | 5.3008 | 5.4133 | 5.5273 | 5.6427 | 5.7597 | 5.8781 | 5.9981 | 6.1196 | 6.2426
[26 empty] | R507 | 42 | 802 | 1.1679 | 1.2198 | 1.2725 | 1.3258 | 1.38 | 1.4348 | 1.4905 | 1.5471 | 1.6045 | 1.6627 | 1.7219 | 1.782 | 1.843 | 1.905 | 1.968 | 2.0319 | 2.0969 | 2.1629 | 2.2299 | 2.298 | 2.3671 | 2.4374 | 2.5087 | 2.5811 | 2.6547 | 2.7294 | 2.8052 | 2.8822 | 2.9604 | 3.0398 | 3.1203 | 3.2021 | 3.2851 | 3.3693 | 3.4548 | 3.5415 | 3.6295 | 3.7187 | 3.8093 | 3.9011 | 3.9943 | 4.0887 | 4.1845 | 4.2817 | 4.3799 | 4.4798 | 4.581 | 4.6836 | 4.7875 | 4.8929 | 4.9997 | 5.108 | 5.2176 | 5.3288 | 5.4414 | 5.5554 | 5.6709 | 5.788 | 5.9065 | 6.0266 | 6.1482
[26 empty] | R507 | 43 | 803 | 1.1424 | 1.1934 | 1.2451 | 1.2976 | 1.3507 | 1.4047 | 1.4595 | 1.5151 | 1.5715 | 1.6289 | 1.6871 | 1.7462 | 1.8063 | 1.8673 | 1.9293 | 1.9923 | 2.0563 | 2.1213 | 2.1873 | 2.2544 | 2.3225 | 2.3917 | 2.4621 | 2.5335 | 2.606 | 2.6796 | 2.7544 | 2.8304 | 2.9075 | 2.9858 | 3.0652 | 3.1459 | 3.2278 | 3.3109 | 3.3952 | 3.4808 | 3.5676 | 3.6557 | 3.7451 | 3.8358 | 3.9277 | 4.021 | 4.1156 | 4.2115 | 4.3086 | 4.4072 | 4.5071 | 4.6085 | 4.7112 | 4.8153 | 4.9208 | 5.0277 | 5.1361 | 5.2458 | 5.3571 | 5.4698 | 5.584 | 5.6996 | 5.8168 | 5.9354 | 6.0556
[26 empty] | R507 | 44 | 804 | 1.1159 | 1.166 | 1.2168 | 1.2682 | 1.3205 | 1.3735 | 1.4273 | 1.4819 | 1.5374 | 1.5938 | 1.651 | 1.7091 | 1.7682 | 1.8282 | 1.8892 | 1.9512 | 2.0142 | 2.0782 | 2.1432 | 2.2092 | 2.2763 | 2.3445 | 2.4137 | 2.4841 | 2.5555 | 2.6281 | 2.7018 | 2.7766 | 2.8526 | 2.9298 | 3.0081 | 3.0877 | 3.1684 | 3.2503 | 3.3335 | 3.4179 | 3.5035 | 3.5904 | 3.6786 | 3.7681 | 3.8588 | 3.9508 | 4.0442 | 4.1389 | 4.2346 | 4.3319 | 4.4306 | 4.5306 | 4.632 | 4.7348 | 4.8389 | 4.9445 | 5.0515 | 5.1599 | 5.2698 | 5.3811 | 5.4938 | 5.608 | 5.7237 | 5.8409 | 5.9596
[26 empty] | R507 | 45 | 805 | 1.0892 | 1.1383 | 1.1881 | 1.2386 | 1.2899 | 1.3419 | 1.3947 | 1.4484 | 1.5029 | 1.5583 | 1.6145 | 1.6717 | 1.7297 | 1.7888 | 1.8488 | 1.9097 | 1.9717 | 2.0346 | 2.0986 | 2.1636 | 2.2296 | 2.2967 | 2.3649 | 2.4341 | 2.5045 | 2.576 | 2.6486 | 2.7223 | 2.7972 | 2.8732 | 2.9504 | 3.0288 | 3.1083 | 3.1891 | 3.2711 | 3.3543 | 3.4388 | 3.5245 | 3.6114 | 3.6996 | 3.7891 | 3.8799 | 3.972 | 4.0654 | 4.1599 | 4.2559 | 4.3532 | 4.4519 | 4.552 | 4.6534 | 4.7562 | 4.8604 | 4.966 | 5.0731 | 5.1815 | 5.2914 | 5.4027 | 5.5154 | 5.6297 | 5.7454 | 5.8626
[26 empty] | R507 | 46 | 806 | 1.0621 | 1.1103 | 1.1591 | 1.2086 | 1.2589 | 1.31 | 1.3618 | 1.4145 | 1.468 | 1.5224 | 1.5776 | 1.6338 | 1.6908 | 1.7488 | 1.8078 | 1.8677 | 1.9286 | 1.9905 | 2.0534 | 2.1174 | 2.1824 | 2.2484 | 2.3155 | 2.3836 | 2.4529 | 2.5233 | 2.5947 | 2.6673 | 2.7411 | 2.816 | 2.892 | 2.9692 | 3.0476 | 3.1272 | 3.208 | 3.29 | 3.3732 | 3.4577 | 3.5434 | 3.6304 | 3.7186 | 3.8082 | 3.899 | 3.9911 | 4.0842 | 4.1789 | 4.275 | 4.3723 | 4.4711 | 4.5711 | 4.6726 | 4.7754 | 4.8796 | 4.9852 | 5.0922 | 5.2006 | 5.3105 | 5.4218 | 5.5346 | 5.6488 | 5.7645
[26 empty] | R507 | 47 | 807 | 1.0348 | 1.0819 | 1.1297 | 1.1783 | 1.2276 | 1.2776 | 1.3285 | 1.3802 | 1.4327 | 1.486 | 1.5403 | 1.5954 | 1.6514 | 1.7084 | 1.7663 | 1.8252 | 1.8851 | 1.9459 | 2.0078 | 2.0706 | 2.1345 | 2.1995 | 2.2655 | 2.3325 | 2.4007 | 2.4699 | 2.5402 | 2.6117 | 2.6843 | 2.758 | 2.8329 | 2.9089 | 2.9861 | 3.0645 | 3.1441 | 3.2249 | 3.3069 | 3.3901 | 3.4746 | 3.5603 | 3.6473 | 3.7355 | 3.825 | 3.9158 | 4.0077 | 4.1011 | 4.1957 | 4.2918 | 4.3891 | 4.4878 | 4.5879 | 4.6893 | 4.7921 | 4.8962 | 5.0018 | 5.1088 | 5.2172 | 5.327 | 5.4383 | 5.551 | 5.6652
[26 empty] | R507 | 48 | 808 | 1.0078 | 1.0539 | 1.1008 | 1.1484 | 1.1967 | 1.2458 | 1.2956 | 1.3463 | 1.3978 | 1.4502 | 1.5034 | 1.5576 | 1.6126 | 1.6685 | 1.7254 | 1.7833 | 1.8421 | 1.9019 | 1.9627 | 2.0245 | 2.0873 | 2.1512 | 2.2161 | 2.2821 | 2.3491 | 2.4173 | 2.4865 | 2.5568 | 2.6283 | 2.7009 | 2.7746 | 2.8495 | 2.9255 | 3.0027 | 3.0811 | 3.1607 | 3.2415 | 3.3235 | 3.4067 | 3.4912 | 3.5769 | 3.6639 | 3.7521 | 3.8416 | 3.9322 | 4.0243 | 4.1176 | 4.2123 | 4.3083 | 4.4056 | 4.5043 | 4.6044 | 4.7057 | 4.8085 | 4.9127 | 5.0182 | 5.1252 | 5.2335 | 5.3433 | 5.4545 | 5.5672
[26 empty] | R507 | 49 | 809 | 0.97973 | 1.0249 | 1.0707 | 1.1173 | 1.1646 | 1.2127 | 1.2615 | 1.3112 | 1.3617 | 1.413 | 1.4652 | 1.5183 | 1.5723 | 1.6272 | 1.683 | 1.7398 | 1.7975 | 1.8562 | 1.9159 | 1.9766 | 2.0384 | 2.1011 | 2.1649 | 2.2297 | 2.2957 | 2.3626 | 2.4307 | 2.4999 | 2.5701 | 2.6415 | 2.7141 | 2.7877 | 2.8626 | 2.9385 | 3.0157 | 3.094 | 3.1736 | 3.2543 | 3.3363 | 3.4194 | 3.5038 | 3.5895 | 3.6764 | 3.7646 | 3.8538 | 3.9445 | 4.0365 | 4.1298 | 4.2244 | 4.3203 | 4.4176 | 4.5162 | 4.6161 | 4.7174 | 4.8201 | 4.9242 | 5.0296 | 5.1364 | 5.2447 | 5.3544 | 5.4655
[26 empty] | R507 | 50 | 810 | 0.95127 | 0.99541 | 1.0402 | 1.0858 | 1.132 | 1.1791 | 1.2269 | 1.2755 | 1.3249 | 1.3752 | 1.4264 | 1.4784 | 1.5313 | 1.5851 | 1.6399 | 1.6956 | 1.7522 | 1.8098 | 1.8684 | 1.928 | 1.9886 | 2.0503 | 2.1129 | 2.1766 | 2.2414 | 2.3072 | 2.3741 | 2.442 | 2.5111 | 2.5813 | 2.6526 | 2.7251 | 2.7986 | 2.8734 | 2.9493 | 3.0264 | 3.1046 | 3.1841 | 3.2647 | 3.3466 | 3.4297 | 3.514 | 3.5996 | 3.6864 | 3.7742 | 3.8636 | 3.9542 | 4.046 | 4.1392 | 4.2337 | 4.3295 | 4.4267 | 4.5251 | 4.625 | 4.7261 | 4.8287 | 4.9326 | 5.0379 | 5.1446 | 5.2527 | 5.3622
[26 empty] | R507 | 51 | 811 | 0.92234 | 0.96543 | 1.0092 | 1.0537 | 1.0989 | 1.1449 | 1.1917 | 1.2392 | 1.2876 | 1.3368 | 1.3869 | 1.4378 | 1.4897 | 1.5424 | 1.5961 | 1.6507 | 1.7062 | 1.7627 | 1.8202 | 1.8786 | 1.9381 | 1.9986 | 2.0601 | 2.1226 | 2.1861 | 2.2508 | 2.3165 | 2.3832 | 2.4511 | 2.5201 | 2.5902 | 2.6614 | 2.7337 | 2.8072 | 2.8818 | 2.9576 | 3.0345 | 3.1127 | 3.192 | 3.2725 | 3.3543 | 3.4372 | 3.5214 | 3.6069 | 3.6933 | 3.7813 | 3.8704 | 3.9609 | 4.0527 | 4.1457 | 4.24 | 4.3357 | 4.4327 | 4.531 | 4.6306 | 4.7316 | 4.834 | 4.9377 | 5.0428 | 5.1493 | 5.2573
[26 empty] | R507 | 52 | 812 | 0.89366 | 0.93572 | 0.97846 | 1.0219 | 1.0661 | 1.111 | 1.1568 | 1.2033 | 1.2506 | 1.2988 | 1.3478 | 1.3976 | 1.4484 | 1.5001 | 1.5526 | 1.6061 | 1.6606 | 1.716 | 1.7723 | 1.8297 | 1.888 | 1.9473 | 2.0077 | 2.069 | 2.1314 | 2.1949 | 2.2594 | 2.325 | 2.3916 | 2.4594 | 2.5282 | 2.5982 | 2.6693 | 2.7415 | 2.8149 | 2.8894 | 2.965 | 3.0419 | 3.1199 | 3.1991 | 3.2795 | 3.3611 | 3.444 | 3.528 | 3.6132 | 3.6997 | 3.7875 | 3.8765 | 3.9668 | 4.0584 | 4.1513 | 4.2455 | 4.341 | 4.4378 | 4.5359 | 4.6354 | 4.7362 | 4.8384 | 4.942 | 5.0469 | 5.1532
[26 empty] | R507 | 53 | 813 | 0.86377 | 0.90475 | 0.94641 | 0.98878 | 1.0319 | 1.0757 | 1.1204 | 1.1658 | 1.212 | 1.2591 | 1.307 | 1.3557 | 1.4054 | 1.4559 | 1.5074 | 1.5597 | 1.613 | 1.6673 | 1.7225 | 1.7786 | 1.8358 | 1.8939 | 1.953 | 2.0132 | 2.0744 | 2.1366 | 2.1999 | 2.2642 | 2.3296 | 2.3961 | 2.4637 | 2.5324 | 2.6022 | 2.6731 | 2.7451 | 2.8183 | 2.8926 | 2.9681 | 3.0448 | 3.1226 | 3.2016 | 3.2818 | 3.3633 | 3.4459 | 3.5296 | 3.6147 | 3.701 | 3.7885 | 3.8774 | 3.9675 | 4.0588 | 4.1515 | 4.2454 | 4.3407 | 4.4372 | 4.5351 | 4.6344 | 4.7349 | 4.8368 | 4.9401 | 5.0447
[26 empty] | R507 | 54 | 814 | 0.83325 | 0.87313 | 0.91369 | 0.95496 | 0.99696 | 1.0397 | 1.0832 | 1.1275 | 1.1727 | 1.2186 | 1.2654 | 1.313 | 1.3615 | 1.4109 | 1.4612 | 1.5124 | 1.5645 | 1.6175 | 1.6715 | 1.7265 | 1.7824 | 1.8394 | 1.8973 | 1.9562 | 2.0162 | 2.0771 | 2.1392 | 2.2022 | 2.2663 | 2.3315 | 2.3978 | 2.4652 | 2.5336 | 2.6032 | 2.6739 | 2.7457 | 2.8187 | 2.8928 | 2.9681 | 3.0445 | 3.1221 | 3.2009 | 3.2809 | 3.362 | 3.4443 | 3.5278 | 3.6127 | 3.6987 | 3.786 | 3.8746 | 3.9644 | 4.0555 | 4.1479 | 4.2415 | 4.3365 | 4.4328 | 4.5304 | 4.6293 | 4.7295 | 4.8311 | 4.934
[26 empty] | R507 | 55 | 815 | 0.80282 | 0.8416 | 0.88106 | 0.92123 | 0.96213 | 1.0038 | 1.0462 | 1.0894 | 1.1334 | 1.1782 | 1.2238 | 1.2703 | 1.3177 | 1.3659 | 1.4151 | 1.4651 | 1.5161 | 1.5679 | 1.6208 | 1.6745 | 1.7293 | 1.785 | 1.8417 | 1.8994 | 1.9581 | 2.0178 | 2.0786 | 2.1404 | 2.2032 | 2.2671 | 2.3321 | 2.3982 | 2.4653 | 2.5335 | 2.6029 | 2.6734 | 2.745 | 2.8177 | 2.8916 | 2.9666 | 3.0428 | 3.1201 | 3.1987 | 3.2784 | 3.3592 | 3.4413 | 3.5246 | 3.6092 | 3.695 | 3.782 | 3.8703 | 3.9598 | 4.0506 | 4.1427 | 4.236 | 4.3307 | 4.4266 | 4.5239 | 4.6225 | 4.7224 | 4.8236
[26 empty] | R507 | 56 | 816 | 0.77097 | 0.80861 | 0.84692 | 0.88594 | 0.92569 | 0.96618 | 1.0074 | 1.0495 | 1.0923 | 1.1359 | 1.1804 | 1.2257 | 1.2719 | 1.3189 | 1.3668 | 1.4157 | 1.4654 | 1.516 | 1.5676 | 1.6202 | 1.6736 | 1.7281 | 1.7835 | 1.8399 | 1.8973 | 1.9558 | 2.0152 | 2.0757 | 2.1372 | 2.1997 | 2.2633 | 2.328 | 2.3938 | 2.4606 | 2.5286 | 2.5976 | 2.6678 | 2.7391 | 2.8115 | 2.8851 | 2.9598 | 3.0356 | 3.1127 | 3.1909 | 3.2701 | 3.3507 | 3.4325 | 3.5155 | 3.5997 | 3.6851 | 3.7717 | 3.8596 | 3.9488 | 4.0392 | 4.1309 | 4.2238 | 4.3181 | 4.4136 | 4.5105 | 4.6086 | 4.7081
[26 empty] | R507 | 57 | 817 | 0.739 | 0.77548 | 0.81264 | 0.85051 | 0.88909 | 0.92842 | 0.96851 | 1.0094 | 1.051 | 1.0935 | 1.1368 | 1.1809 | 1.2259 | 1.2717 | 1.3184 | 1.366 | 1.4145 | 1.4639 | 1.5143 | 1.5656 | 1.6178 | 1.6709 | 1.7251 | 1.7802 | 1.8363 | 1.8934 | 1.9516 | 2.0107 | 2.0709 | 2.1321 | 2.1943 | 2.2576 | 2.322 | 2.3874 | 2.454 | 2.5216 | 2.5903 | 2.6602 | 2.7311 | 2.8032 | 2.8764 | 2.9508 | 3.0263 | 3.103 | 3.1807 | 3.2597 | 3.34 | 3.4214 | 3.504 | 3.5878 | 3.6728 | 3.7591 | 3.8466 | 3.9353 | 4.0253 | 4.1166 | 4.2091 | 4.3029 | 4.398 | 4.4944 | 4.5921
[26 empty] | R507 | 58 | 818 | 0.70547 | 0.74074 | 0.77669 | 0.81334 | 0.85072 | 0.88883 | 0.9277 | 0.96734 | 1.0078 | 1.049 | 1.091 | 1.1339 | 1.1776 | 1.2222 | 1.2676 | 1.314 | 1.3612 | 1.4093 | 1.4583 | 1.5083 | 1.5592 | 1.611 | 1.6638 | 1.7176 | 1.7724 | 1.8281 | 1.8848 | 1.9426 | 2.0013 | 2.0611 | 2.1219 | 2.1838 | 2.2467 | 2.3107 | 2.3757 | 2.4419 | 2.5091 | 2.5774 | 2.6468 | 2.7174 | 2.7891 | 2.8619 | 2.9358 | 3.0109 | 3.087 | 3.1644 | 3.2429 | 3.3227 | 3.4036 | 3.4857 | 3.5691 | 3.6536 | 3.7394 | 3.8264 | 3.9146 | 4.0041 | 4.0948 | 4.1868 | 4.2801 | 4.3746 | 4.4704
[26 empty] | R507 | 59 | 819 | 0.67159 | 0.70564 | 0.74037 | 0.7758 | 0.81195 | 0.84883 | 0.88647 | 0.92487 | 0.96406 | 1.004 | 1.0448 | 1.0864 | 1.1289 | 1.1722 | 1.2163 | 1.2614 | 1.3073 | 1.3541 | 1.4018 | 1.4504 | 1.5 | 1.5505 | 1.6019 | 1.6543 | 1.7077 | 1.7621 | 1.8174 | 1.8737 | 1.9311 | 1.9894 | 2.0488 | 2.1092 | 2.1706 | 2.2331 | 2.2967 | 2.3613 | 2.427 | 2.4938 | 2.5617 | 2.6307 | 2.7008 | 2.772 | 2.8443 | 2.9178 | 2.9923 | 3.068 | 3.1449 | 3.223 | 3.3022 | 3.3827 | 3.4643 | 3.5471 | 3.6311 | 3.7163 | 3.8028 | 3.8905 | 3.9794 | 4.0695 | 4.1609 | 4.2536 | 4.3475
[26 empty] | R507 | 60 | 820 | 0.63654 | 0.66932 | 0.70279 | 0.73695 | 0.77183 | 0.80744 | 0.8438 | 0.88093 | 0.91883 | 0.95752 | 0.99699 | 1.0373 | 1.0784 | 1.1204 | 1.1633 | 1.2069 | 1.2515 | 1.297 | 1.3433 | 1.3906 | 1.4388 | 1.4879 | 1.5379 | 1.5889 | 1.6408 | 1.6937 | 1.7476 | 1.8025 | 1.8584 | 1.9152 | 1.9731 | 2.032 | 2.0919 | 2.1529 | 2.2149 | 2.278 | 2.3421 | 2.4073 | 2.4736 | 2.5409 | 2.6094 | 2.679 | 2.7497 | 2.8215 | 2.8942 | 2.9683 | 3.0435 | 3.1198 | 3.1973 | 3.276 | 3.3558 | 3.4368 | 3.519 | 3.6024 | 3.687 | 3.7729 | 3.8599 | 3.9481 | 4.0376 | 4.1283 | 4.2203
[26 empty] | R507 | 61 | 821 | 0.59953 | 0.63098 | 0.66311 | 0.69593 | 0.72947 | 0.76374 | 0.79876 | 0.83453 | 0.87107 | 0.9084 | 0.9465 | 0.98544 | 1.0252 | 1.0658 | 1.1072 | 1.1495 | 1.1926 | 1.2367 | 1.2816 | 1.3274 | 1.3741 | 1.4217 | 1.4703 | 1.5198 | 1.5702 | 1.6216 | 1.674 | 1.7273 | 1.7816 | 1.8369 | 1.8932 | 1.9505 | 2.0088 | 2.0682 | 2.1285 | 2.19 | 2.2524 | 2.3159 | 2.3805 | 2.4462 | 2.5129 | 2.5808 | 2.6497 | 2.7197 | 2.7908 | 2.863 | 2.9364 | 3.0109 | 3.0866 | 3.1634 | 3.2413 | 3.3204 | 3.4007 | 3.4822 | 3.5649 | 3.6487 | 3.7337 | 3.82 | 3.9075 | 3.9961 | 4.086
[26 empty] | R507 | 62 | 822 | 0.56164 | 0.59172 | 0.62248 | 0.65394 | 0.68611 | 0.719 | 0.75263 | 0.78702 | 0.82217 | 0.8581 | 0.89481 | 0.93233 | 0.97066 | 1.0098 | 1.0498 | 1.0907 | 1.1323 | 1.1749 | 1.2183 | 1.2627 | 1.3079 | 1.354 | 1.4011 | 1.449 | 1.4979 | 1.5477 | 1.5985 | 1.6503 | 1.703 | 1.7567 | 1.8114 | 1.867 | 1.9237 | 1.9814 | 2.0401 | 2.0998 | 2.1606 | 2.2224 | 2.2853 | 2.3492 | 2.4142 | 2.4802 | 2.5474 | 2.6156 | 2.6848 | 2.7552 | 2.8267 | 2.8994 | 2.9732 | 3.0481 | 3.1241 | 3.2013 | 3.2796 | 3.3591 | 3.4397 | 3.5216 | 3.6046 | 3.6888 | 3.7742 | 3.8608 | 3.9486
[26 empty] | R507 | 63 | 823 | 0.52255 | 0.55122 | 0.58058 | 0.61062 | 0.64137 | 0.67285 | 0.70506 | 0.73802 | 0.77174 | 0.80623 | 0.84149 | 0.87755 | 0.91443 | 0.95211 | 0.99062 | 1.03 | 1.0702 | 1.1112 | 1.1531 | 1.1959 | 1.2396 | 1.2842 | 1.3296 | 1.376 | 1.4233 | 1.4716 | 1.5207 | 1.5709 | 1.6219 | 1.674 | 1.727 | 1.781 | 1.836 | 1.8919 | 1.9489 | 2.0069 | 2.0659 | 2.126 | 2.187 | 2.2492 | 2.3123 | 2.3765 | 2.4418 | 2.5082 | 2.5755 | 2.644 | 2.7137 | 2.7844 | 2.8562 | 2.9291 | 3.0032 | 3.0783 | 3.1547 | 3.2321 | 3.3107 | 3.3905 | 3.4714 | 3.5535 | 3.6367 | 3.7211 | 3.8068
[26 empty] | R507 | 64 | 824 | 0.48068 | 0.50784 | 0.53568 | 0.56421 | 0.59345 | 0.62341 | 0.6541 | 0.68553 | 0.71771 | 0.75066 | 0.78437 | 0.81887 | 0.85418 | 0.89029 | 0.92721 | 0.96496 | 1.0036 | 1.043 | 1.0833 | 1.1244 | 1.1664 | 1.2093 | 1.2531 | 1.2978 | 1.3434 | 1.39 | 1.4374 | 1.4858 | 1.5351 | 1.5854 | 1.6366 | 1.6888 | 1.7419 | 1.7961 | 1.8512 | 1.9073 | 1.9645 | 2.0226 | 2.0818 | 2.142 | 2.2032 | 2.2655 | 2.3288 | 2.3931 | 2.4585 | 2.5249 | 2.5925 | 2.6611 | 2.7309 | 2.8017 | 2.8736 | 2.9467 | 3.0208 | 3.0961 | 3.1725 | 3.25 | 3.3287 | 3.4085 | 3.4894 | 3.5715 | 3.6548
[26 empty] | R507 | 65 | 825 | 0.43673 | 0.46231 | 0.48856 | 0.51551 | 0.54316 | 0.57152 | 0.60061 | 0.63043 | 0.661 | 0.69233 | 0.72441 | 0.75728 | 0.79094 | 0.8254 | 0.86066 | 0.89673 | 0.93363 | 0.97137 | 1.0099 | 1.0494 | 1.0897 | 1.1308 | 1.1729 | 1.2158 | 1.2596 | 1.3043 | 1.3499 | 1.3965 | 1.4439 | 1.4923 | 1.5417 | 1.592 | 1.6432 | 1.6955 | 1.7487 | 1.8028 | 1.858 | 1.9141 | 1.9713 | 2.0295 | 2.0887 | 2.1489 | 2.2101 | 2.2724 | 2.3356 | 2.3999 | 2.4653 | 2.5318 | 2.5993 | 2.668 | 2.7377 | 2.8084 | 2.8803 | 2.9533 | 3.0274 | 3.1026 | 3.1789 | 3.2563 | 3.3349 | 3.4146 | 3.4954
[26 empty] | R744 | -40 | 830 | #N/A | #N/A | [38 empty] | #N/A | #N/A | #N/A | #N/A | #N/A | #N/A | #N/A | #N/A | #N/A | #N/A | #N/A | #N/A | #N/A | #N/A | #N/A | #N/A | #N/A | #N/A | #N/A | #N/A | #N/A
[26 empty] | R744 | -39 | 831 | #N/A | #N/A | [38 empty] | #N/A | #N/A | #N/A | #N/A | #N/A | #N/A | #N/A | #N/A | #N/A | #N/A | #N/A | #N/A | #N/A | #N/A | #N/A | #N/A | #N/A | #N/A | #N/A | #N/A | #N/A
[26 empty] | R744 | -38 | 832 | #N/A | #N/A | [38 empty] | #N/A | #N/A | #N/A | #N/A | #N/A | #N/A | #N/A | #N/A | #N/A | #N/A | #N/A | #N/A | #N/A | #N/A | #N/A | #N/A | #N/A | #N/A | #N/A | #N/A | #N/A
[26 empty] | R744 | -37 | 833 | #N/A | #N/A | [38 empty] | #N/A | #N/A | #N/A | #N/A | #N/A | #N/A | #N/A | #N/A | #N/A | #N/A | #N/A | #N/A | #N/A | #N/A | #N/A | #N/A | #N/A | #N/A | #N/A | #N/A | #N/A
[26 empty] | R744 | -36 | 834 | #N/A | #N/A | [38 empty] | #N/A | #N/A | #N/A | #N/A | #N/A | #N/A | #N/A | #N/A | #N/A | #N/A | #N/A | #N/A | #N/A | #N/A | #N/A | #N/A | #N/A | #N/A | #N/A | #N/A | #N/A
[26 empty] | R744 | -35 | 835 | #N/A | #N/A | [38 empty] | #N/A | #N/A | #N/A | #N/A | #N/A | #N/A | #N/A | #N/A | #N/A | #N/A | #N/A | #N/A | #N/A | #N/A | #N/A | #N/A | #N/A | #N/A | #N/A | #N/A | #N/A
[26 empty] | R744 | -34 | 836 | #N/A | #N/A | [38 empty] | #N/A | #N/A | #N/A | #N/A | #N/A | #N/A | #N/A | #N/A | #N/A | #N/A | #N/A | #N/A | #N/A | #N/A | #N/A | #N/A | #N/A | #N/A | #N/A | #N/A | #N/A
[26 empty] | R744 | -33 | 837 | #N/A | #N/A | [38 empty] | #N/A | #N/A | #N/A | #N/A | #N/A | #N/A | #N/A | #N/A | #N/A | #N/A | #N/A | #N/A | #N/A | #N/A | #N/A | #N/A | #N/A | #N/A | #N/A | #N/A | #N/A
[26 empty] | R744 | -32 | 838 | #N/A | #N/A | [38 empty] | #N/A | #N/A | #N/A | #N/A | #N/A | #N/A | #N/A | #N/A | #N/A | #N/A | #N/A | #N/A | #N/A | #N/A | #N/A | #N/A | #N/A | #N/A | #N/A | #N/A | #N/A
[26 empty] | R744 | -31 | 839 | #N/A | #N/A | [38 empty] | #N/A | #N/A | #N/A | #N/A | #N/A | #N/A | #N/A | #N/A | #N/A | #N/A | #N/A | #N/A | #N/A | #N/A | #N/A | #N/A | #N/A | #N/A | #N/A | #N/A | #N/A
[26 empty] | R744 | -30 | 840 | #N/A | #N/A | [38 empty] | #N/A | #N/A | #N/A | #N/A | #N/A | #N/A | #N/A | #N/A | #N/A | #N/A | #N/A | #N/A | #N/A | #N/A | #N/A | #N/A | #N/A | #N/A | #N/A | #N/A | #N/A
[26 empty] | R744 | -29 | 841 | #N/A | #N/A | [38 empty] | #N/A | #N/A | #N/A | #N/A | #N/A | #N/A | #N/A | #N/A | #N/A | #N/A | #N/A | #N/A | #N/A | #N/A | #N/A | #N/A | #N/A | #N/A | #N/A | #N/A | #N/A
[26 empty] | R744 | -28 | 842 | #N/A | #N/A | [38 empty] | #N/A | #N/A | #N/A | #N/A | #N/A | #N/A | #N/A | #N/A | #N/A | #N/A | #N/A | #N/A | #N/A | #N/A | #N/A | #N/A | #N/A | #N/A | #N/A | #N/A | #N/A
[26 empty] | R744 | -27 | 843 | #N/A | #N/A | [38 empty] | #N/A | #N/A | #N/A | #N/A | #N/A | #N/A | #N/A | #N/A | #N/A | #N/A | #N/A | #N/A | #N/A | #N/A | #N/A | #N/A | #N/A | #N/A | #N/A | #N/A | #N/A
[26 empty] | R744 | -26 | 844 | #N/A | #N/A | [38 empty] | #N/A | #N/A | #N/A | #N/A | #N/A | #N/A | #N/A | #N/A | #N/A | #N/A | #N/A | #N/A | #N/A | #N/A | #N/A | #N/A | #N/A | #N/A | #N/A | #N/A | #N/A
[26 empty] | R744 | -25 | 845 | #N/A | #N/A | [38 empty] | #N/A | #N/A | #N/A | #N/A | #N/A | #N/A | #N/A | #N/A | #N/A | #N/A | #N/A | #N/A | #N/A | #N/A | #N/A | #N/A | #N/A | #N/A | #N/A | #N/A | #N/A
[26 empty] | R744 | -24 | 846 | #N/A | #N/A | [38 empty] | #N/A | #N/A | #N/A | #N/A | #N/A | #N/A | #N/A | #N/A | #N/A | #N/A | #N/A | #N/A | #N/A | #N/A | #N/A | #N/A | #N/A | #N/A | #N/A | #N/A | #N/A
[26 empty] | R744 | -23 | 847 | #N/A | #N/A | [38 empty] | #N/A | #N/A | #N/A | #N/A | #N/A | #N/A | #N/A | #N/A | #N/A | #N/A | #N/A | #N/A | #N/A | #N/A | #N/A | #N/A | #N/A | #N/A | #N/A | #N/A | #N/A
[26 empty] | R744 | -22 | 848 | #N/A | #N/A | [38 empty] | #N/A | #N/A | #N/A | #N/A | #N/A | #N/A | #N/A | #N/A | #N/A | #N/A | #N/A | #N/A | #N/A | #N/A | #N/A | #N/A | #N/A | #N/A | #N/A | #N/A | #N/A
[26 empty] | R744 | -21 | 849 | #N/A | #N/A | [38 empty] | #N/A | #N/A | #N/A | #N/A | #N/A | #N/A | #N/A | #N/A | #N/A | #N/A | #N/A | #N/A | #N/A | #N/A | #N/A | #N/A | #N/A | #N/A | #N/A | #N/A | #N/A
[26 empty] | R744 | -20 | 850 | #N/A | #N/A | [38 empty] | #N/A | #N/A | #N/A | #N/A | #N/A | #N/A | #N/A | #N/A | #N/A | #N/A | #N/A | #N/A | #N/A | #N/A | #N/A | #N/A | #N/A | #N/A | #N/A | #N/A | #N/A
[26 empty] | R744 | -19 | 851 | #N/A | #N/A | [38 empty] | #N/A | #N/A | #N/A | #N/A | #N/A | #N/A | #N/A | #N/A | #N/A | #N/A | #N/A | #N/A | #N/A | #N/A | #N/A | #N/A | #N/A | #N/A | #N/A | #N/A | #N/A
[26 empty] | R744 | -18 | 852 | #N/A | #N/A | [38 empty] | #N/A | #N/A | #N/A | #N/A | #N/A | #N/A | #N/A | #N/A | #N/A | #N/A | #N/A | #N/A | #N/A | #N/A | #N/A | #N/A | #N/A | #N/A | #N/A | #N/A | #N/A
[26 empty] | R744 | -17 | 853 | #N/A | #N/A | [38 empty] | #N/A | #N/A | #N/A | #N/A | #N/A | #N/A | #N/A | #N/A | #N/A | #N/A | #N/A | #N/A | #N/A | #N/A | #N/A | #N/A | #N/A | #N/A | #N/A | #N/A | #N/A
[26 empty] | R744 | -16 | 854 | #N/A | #N/A | [38 empty] | #N/A | #N/A | #N/A | #N/A | #N/A | #N/A | #N/A | #N/A | #N/A | #N/A | #N/A | #N/A | #N/A | #N/A | #N/A | #N/A | #N/A | #N/A | #N/A | #N/A | #N/A
[26 empty] | R744 | -15 | 855 | #N/A | #N/A | [38 empty] | #N/A | #N/A | #N/A | #N/A | #N/A | #N/A | #N/A | #N/A | #N/A | #N/A | #N/A | #N/A | #N/A | #N/A | #N/A | #N/A | #N/A | #N/A | #N/A | #N/A | #N/A
[26 empty] | R744 | -14 | 856 | #N/A | #N/A | [38 empty] | #N/A | #N/A | #N/A | #N/A | #N/A | #N/A | #N/A | #N/A | #N/A | #N/A | #N/A | #N/A | #N/A | #N/A | #N/A | #N/A | #N/A | #N/A | #N/A | #N/A | #N/A
[26 empty] | R744 | -13 | 857 | #N/A | #N/A | [38 empty] | #N/A | #N/A | #N/A | #N/A | #N/A | #N/A | #N/A | #N/A | #N/A | #N/A | #N/A | #N/A | #N/A | #N/A | #N/A | #N/A | #N/A | #N/A | #N/A | #N/A | #N/A
[26 empty] | R744 | -12 | 858 | #N/A | #N/A | [38 empty] | #N/A | #N/A | #N/A | #N/A | #N/A | #N/A | #N/A | #N/A | #N/A | #N/A | #N/A | #N/A | #N/A | #N/A | #N/A | #N/A | #N/A | #N/A | #N/A | #N/A | #N/A
[26 empty] | R744 | -11 | 859 | #N/A | #N/A | [38 empty] | #N/A | #N/A | #N/A | #N/A | #N/A | #N/A | #N/A | #N/A | #N/A | #N/A | #N/A | #N/A | #N/A | #N/A | #N/A | #N/A | #N/A | #N/A | #N/A | #N/A | #N/A
[26 empty] | R744 | -10 | 860 | #N/A | #N/A | [38 empty] | #N/A | #N/A | #N/A | #N/A | #N/A | #N/A | #N/A | #N/A | #N/A | #N/A | #N/A | #N/A | #N/A | #N/A | #N/A | #N/A | #N/A | #N/A | #N/A | #N/A | #N/A
[26 empty] | R744 | -9 | 861 | #N/A | #N/A | [38 empty] | #N/A | #N/A | #N/A | #N/A | #N/A | #N/A | #N/A | #N/A | #N/A | #N/A | #N/A | #N/A | #N/A | #N/A | #N/A | #N/A | #N/A | #N/A | #N/A | #N/A | #N/A
[26 empty] | R744 | -8 | 862 | #N/A | #N/A | [38 empty] | #N/A | #N/A | #N/A | #N/A | #N/A | #N/A | #N/A | #N/A | #N/A | #N/A | #N/A | #N/A | #N/A | #N/A | #N/A | #N/A | #N/A | #N/A | #N/A | #N/A | #N/A
[26 empty] | R744 | -7 | 863 | #N/A | #N/A | [38 empty] | #N/A | #N/A | #N/A | #N/A | #N/A | #N/A | #N/A | #N/A | #N/A | #N/A | #N/A | #N/A | #N/A | #N/A | #N/A | #N/A | #N/A | #N/A | #N/A | #N/A | #N/A
[26 empty] | R744 | -6 | 864 | #N/A | #N/A | [38 empty] | #N/A | #N/A | #N/A | #N/A | #N/A | #N/A | #N/A | #N/A | #N/A | #N/A | #N/A | #N/A | #N/A | #N/A | #N/A | #N/A | #N/A | #N/A | #N/A | #N/A | #N/A
[26 empty] | R744 | -5 | 865 | #N/A | #N/A | [38 empty] | #N/A | #N/A | #N/A | #N/A | #N/A | #N/A | #N/A | #N/A | #N/A | #N/A | #N/A | #N/A | #N/A | #N/A | #N/A | #N/A | #N/A | #N/A | #N/A | #N/A | #N/A
[26 empty] | R744 | -4 | 866 | #N/A | #N/A | [38 empty] | #N/A | #N/A | #N/A | #N/A | #N/A | #N/A | #N/A | #N/A | #N/A | #N/A | #N/A | #N/A | #N/A | #N/A | #N/A | #N/A | #N/A | #N/A | #N/A | #N/A | #N/A
[26 empty] | R744 | -3 | 867 | #N/A | #N/A | [38 empty] | #N/A | #N/A | #N/A | #N/A | #N/A | #N/A | #N/A | #N/A | #N/A | #N/A | #N/A | #N/A | #N/A | #N/A | #N/A | #N/A | #N/A | #N/A | #N/A | #N/A | #N/A
[26 empty] | R744 | -2 | 868 | #N/A | #N/A | [38 empty] | #N/A | #N/A | #N/A | #N/A | #N/A | #N/A | #N/A | #N/A | #N/A | #N/A | #N/A | #N/A | #N/A | #N/A | #N/A | #N/A | #N/A | #N/A | #N/A | #N/A | #N/A
[26 empty] | R744 | -1 | 869 | #N/A | #N/A | [38 empty] | #N/A | #N/A | #N/A | #N/A | #N/A | #N/A | #N/A | #N/A | #N/A | #N/A | #N/A | #N/A | #N/A | #N/A | #N/A | #N/A | #N/A | #N/A | #N/A | #N/A | #N/A
[26 empty] | R744 | 0 | 870 | #N/A | #N/A | [38 empty] | #N/A | #N/A | #N/A | #N/A | #N/A | #N/A | #N/A | #N/A | #N/A | #N/A | #N/A | #N/A | #N/A | #N/A | #N/A | #N/A | #N/A | #N/A | #N/A | #N/A | #N/A

## Liquid and head pressure duty
Usage: Select refrigerant and fill yellow fields with your desired conditions.
Error messages: N/A in Po or PC fields is indicating that normal operating conditions of refrigerant are exceeded.
Project:
|  |  | Liquid and Head Pressure Duty | [25 empty] | -50 | -49 | -48 | -47 | -46 | -45 | -44 | -43 | -42 | -41 | -40 | -39 | -38 | -37 | -36 | -35 | -34 | -33 | -32 | -31 | -30 | -29 | -28 | -27 | -26 | -25 | -24 | -23 | -22 | -21 | -20 | -19 | -18 | -17 | -16 | -15 | -14 | -13 | -12 | -11 | -10 | -9 | -8 | -7 | -6 | -5 | -4 | -3 | -2 | -1 | 0 | 1 | 2 | 3 | 4 | 5 | 6 | 7 | 8 | 9 | 10
[21 empty] | 3 | 9 | 6 |  |  | R124 | 50 | 50 | #N/A | #N/A | #N/A | #N/A | #N/A | #N/A | #N/A | #N/A | #N/A | #N/A | #N/A | #N/A | #N/A | #N/A | #N/A | #N/A | #N/A | #N/A | #N/A | #N/A | #N/A | #N/A | #N/A | #N/A | #N/A | #N/A | #N/A | #N/A | #N/A | #N/A | #N/A | #N/A | #N/A | #N/A | #N/A | #N/A | #N/A | #N/A | #N/A | #N/A | #N/A | #N/A | #N/A | #N/A | #N/A | #N/A | #N/A | #N/A | #N/A | #N/A | #N/A | #N/A | #N/A | #N/A | #N/A | #N/A | #N/A | #N/A | #N/A | #N/A | #N/A
Refrigerant: | R407C | [20 empty] | 2 | R410A |  |  | R124 | 51 | 51 | #N/A | #N/A | #N/A | #N/A | #N/A | #N/A | #N/A | #N/A | #N/A | #N/A | #N/A | #N/A | #N/A | #N/A | #N/A | #N/A | #N/A | #N/A | #N/A | #N/A | #N/A | #N/A | #N/A | #N/A | #N/A | #N/A | #N/A | #N/A | #N/A | #N/A | #N/A | #N/A | #N/A | #N/A | #N/A | #N/A | #N/A | #N/A | #N/A | #N/A | #N/A | #N/A | #N/A | #N/A | #N/A | #N/A | #N/A | #N/A | #N/A | #N/A | #N/A | #N/A | #N/A | #N/A | #N/A | #N/A | #N/A | #N/A | #N/A | #N/A | #N/A
[14 empty] | 46.7816 | 474 | 557 | [5 empty] | 3 | R134a |  |  | R124 | 52 | 52 | #N/A | #N/A | #N/A | #N/A | #N/A | #N/A | #N/A | #N/A | #N/A | #N/A | #N/A | #N/A | #N/A | #N/A | #N/A | #N/A | #N/A | #N/A | #N/A | #N/A | #N/A | #N/A | #N/A | #N/A | #N/A | #N/A | #N/A | #N/A | #N/A | #N/A | #N/A | #N/A | #N/A | #N/A | #N/A | #N/A | #N/A | #N/A | #N/A | #N/A | #N/A | #N/A | #N/A | #N/A | #N/A | #N/A | #N/A | #N/A | #N/A | #N/A | #N/A | #N/A | #N/A | #N/A | #N/A | #N/A | #N/A | #N/A | #N/A | #N/A | #N/A
[22 empty] | 4 | R22 |  |  | R124 | 53 | 53 | #N/A | #N/A | #N/A | #N/A | #N/A | #N/A | #N/A | #N/A | #N/A | #N/A | #N/A | #N/A | #N/A | #N/A | #N/A | #N/A | #N/A | #N/A | #N/A | #N/A | #N/A | #N/A | #N/A | #N/A | #N/A | #N/A | #N/A | #N/A | #N/A | #N/A | #N/A | #N/A | #N/A | #N/A | #N/A | #N/A | #N/A | #N/A | #N/A | #N/A | #N/A | #N/A | #N/A | #N/A | #N/A | #N/A | #N/A | #N/A | #N/A | #N/A | #N/A | #N/A | #N/A | #N/A | #N/A | #N/A | #N/A | #N/A | #N/A | #N/A | #N/A
Evaporating temperature | To: | 4 | °C |  | Po= | 5.29 | bar | [14 empty] | 6 | R404A |  |  | R124 | 54 | 54 | #N/A | #N/A | #N/A | #N/A | #N/A | #N/A | #N/A | #N/A | #N/A | #N/A | #N/A | #N/A | #N/A | #N/A | #N/A | #N/A | #N/A | #N/A | #N/A | #N/A | #N/A | #N/A | #N/A | #N/A | #N/A | #N/A | #N/A | #N/A | #N/A | #N/A | #N/A | #N/A | #N/A | #N/A | #N/A | #N/A | #N/A | #N/A | #N/A | #N/A | #N/A | #N/A | #N/A | #N/A | #N/A | #N/A | #N/A | #N/A | #N/A | #N/A | #N/A | #N/A | #N/A | #N/A | #N/A | #N/A | #N/A | #N/A | #N/A | #N/A | #N/A
#VALUE! | [21 empty] | 7 | R507 |  |  | R124 | 55 | 55 | #N/A | #N/A | #N/A | #N/A | #N/A | #N/A | #N/A | #N/A | #N/A | #N/A | #N/A | #N/A | #N/A | #N/A | #N/A | #N/A | #N/A | #N/A | #N/A | #N/A | #N/A | #N/A | #N/A | #N/A | #N/A | #N/A | #N/A | #N/A | #N/A | #N/A | #N/A | #N/A | #N/A | #N/A | #N/A | #N/A | #N/A | #N/A | #N/A | #N/A | #N/A | #N/A | #N/A | #N/A | #N/A | #N/A | #N/A | #N/A | #N/A | #N/A | #N/A | #N/A | #N/A | #N/A | #N/A | #N/A | #N/A | #N/A | #N/A | #N/A | #N/A
[13 empty] | R124 | R134a | R22 | R23 | R404A | R407C | R410A | R507 | R744 | 9 | R407C |  |  | R124 | 56 | 56 | #N/A | #N/A | #N/A | #N/A | #N/A | #N/A | #N/A | #N/A | #N/A | #N/A | #N/A | #N/A | #N/A | #N/A | #N/A | #N/A | #N/A | #N/A | #N/A | #N/A | #N/A | #N/A | #N/A | #N/A | #N/A | #N/A | #N/A | #N/A | #N/A | #N/A | #N/A | #N/A | #N/A | #N/A | #N/A | #N/A | #N/A | #N/A | #N/A | #N/A | #N/A | #N/A | #N/A | #N/A | #N/A | #N/A | #N/A | #N/A | #N/A | #N/A | #N/A | #N/A | #N/A | #N/A | #N/A | #N/A | #N/A | #N/A | #N/A | #N/A | #N/A
Condensing temperature | Tc: | 38 | °C |  | Pc= | 16.6108 | bar | [5 empty] | 0 | 0 | 0 | 0 | 0 | 2 | 0 | 0 | 0 | 10 |  |  |  | R124 | 57 | 57 | #N/A | #N/A | #N/A | #N/A | #N/A | #N/A | #N/A | #N/A | #N/A | #N/A | #N/A | #N/A | #N/A | #N/A | #N/A | #N/A | #N/A | #N/A | #N/A | #N/A | #N/A | #N/A | #N/A | #N/A | #N/A | #N/A | #N/A | #N/A | #N/A | #N/A | #N/A | #N/A | #N/A | #N/A | #N/A | #N/A | #N/A | #N/A | #N/A | #N/A | #N/A | #N/A | #N/A | #N/A | #N/A | #N/A | #N/A | #N/A | #N/A | #N/A | #N/A | #N/A | #N/A | #N/A | #N/A | #N/A | #N/A | #N/A | #N/A | #N/A | #N/A
#VALUE! | [12 empty] | #N/A | #N/A | #N/A | #N/A | #N/A | EX7 | #N/A | #N/A | #N/A | 11 |  |  |  | R124 | 58 | 58 | #N/A | #N/A | #N/A | #N/A | #N/A | #N/A | #N/A | #N/A | #N/A | #N/A | #N/A | #N/A | #N/A | #N/A | #N/A | #N/A | #N/A | #N/A | #N/A | #N/A | #N/A | #N/A | #N/A | #N/A | #N/A | #N/A | #N/A | #N/A | #N/A | #N/A | #N/A | #N/A | #N/A | #N/A | #N/A | #N/A | #N/A | #N/A | #N/A | #N/A | #N/A | #N/A | #N/A | #N/A | #N/A | #N/A | #N/A | #N/A | #N/A | #N/A | #N/A | #N/A | #N/A | #N/A | #N/A | #N/A | #N/A | #N/A | #N/A | #N/A | #N/A
[22 empty] | 12 |  |  |  | R124 | 59 | 59 | #N/A | #N/A | #N/A | #N/A | #N/A | #N/A | #N/A | #N/A | #N/A | #N/A | #N/A | #N/A | #N/A | #N/A | #N/A | #N/A | #N/A | #N/A | #N/A | #N/A | #N/A | #N/A | #N/A | #N/A | #N/A | #N/A | #N/A | #N/A | #N/A | #N/A | #N/A | #N/A | #N/A | #N/A | #N/A | #N/A | #N/A | #N/A | #N/A | #N/A | #N/A | #N/A | #N/A | #N/A | #N/A | #N/A | #N/A | #N/A | #N/A | #N/A | #N/A | #N/A | #N/A | #N/A | #N/A | #N/A | #N/A | #N/A | #N/A | #N/A | #N/A
Subcooling | DTsub: | 1 | K | [22 empty] | R124 | 60 | 60 | #N/A | #N/A | #N/A | #N/A | #N/A | #N/A | #N/A | #N/A | #N/A | #N/A | #N/A | #N/A | #N/A | #N/A | #N/A | #N/A | #N/A | #N/A | #N/A | #N/A | #N/A | #N/A | #N/A | #N/A | #N/A | #N/A | #N/A | #N/A | #N/A | #N/A | #N/A | #N/A | #N/A | #N/A | #N/A | #N/A | #N/A | #N/A | #N/A | #N/A | #N/A | #N/A | #N/A | #N/A | #N/A | #N/A | #N/A | #N/A | #N/A | #N/A | #N/A | #N/A | #N/A | #N/A | #N/A | #N/A | #N/A | #N/A | #N/A | #N/A | #N/A | EX5 | EX6 | EX7 | EX8
[26 empty] | R124 | 61 | 61 | #N/A | #N/A | #N/A | #N/A | #N/A | #N/A | #N/A | #N/A | #N/A | #N/A | #N/A | #N/A | #N/A | #N/A | #N/A | #N/A | #N/A | #N/A | #N/A | #N/A | #N/A | #N/A | #N/A | #N/A | #N/A | #N/A | #N/A | #N/A | #N/A | #N/A | #N/A | #N/A | #N/A | #N/A | #N/A | #N/A | #N/A | #N/A | #N/A | #N/A | #N/A | #N/A | #N/A | #N/A | #N/A | #N/A | #N/A | #N/A | #N/A | #N/A | #N/A | #N/A | #N/A | #N/A | #N/A | #N/A | #N/A | #N/A | #N/A | #N/A | #N/A
[26 empty] | R124 | 62 | 62 | #N/A | #N/A | #N/A | #N/A | #N/A | #N/A | #N/A | #N/A | #N/A | #N/A | #N/A | #N/A | #N/A | #N/A | #N/A | #N/A | #N/A | #N/A | #N/A | #N/A | #N/A | #N/A | #N/A | #N/A | #N/A | #N/A | #N/A | #N/A | #N/A | #N/A | #N/A | #N/A | #N/A | #N/A | #N/A | #N/A | #N/A | #N/A | #N/A | #N/A | #N/A | #N/A | #N/A | #N/A | #N/A | #N/A | #N/A | #N/A | #N/A | #N/A | #N/A | #N/A | #N/A | #N/A | #N/A | #N/A | #N/A | #N/A | #N/A | #N/A | #N/A
Liquid temperature | Tliquid: | 37 | °C | [22 empty] | R124 | 63 | 63 | #N/A | #N/A | #N/A | #N/A | #N/A | #N/A | #N/A | #N/A | #N/A | #N/A | #N/A | #N/A | #N/A | #N/A | #N/A | #N/A | #N/A | #N/A | #N/A | #N/A | #N/A | #N/A | #N/A | #N/A | #N/A | #N/A | #N/A | #N/A | #N/A | #N/A | #N/A | #N/A | #N/A | #N/A | #N/A | #N/A | #N/A | #N/A | #N/A | #N/A | #N/A | #N/A | #N/A | #N/A | #N/A | #N/A | #N/A | #N/A | #N/A | #N/A | #N/A | #N/A | #N/A | #N/A | #N/A | #N/A | #N/A | #N/A | #N/A | #N/A | #N/A
#VALUE! | [19 empty] | 1 | 2 |  |  |  |  | R124 | 64 | 64 | #N/A | #N/A | #N/A | #N/A | #N/A | #N/A | #N/A | #N/A | #N/A | #N/A | #N/A | #N/A | #N/A | #N/A | #N/A | #N/A | #N/A | #N/A | #N/A | #N/A | #N/A | #N/A | #N/A | #N/A | #N/A | #N/A | #N/A | #N/A | #N/A | #N/A | #N/A | #N/A | #N/A | #N/A | #N/A | #N/A | #N/A | #N/A | #N/A | #N/A | #N/A | #N/A | #N/A | #N/A | #N/A | #N/A | #N/A | #N/A | #N/A | #N/A | #N/A | #N/A | #N/A | #N/A | #N/A | #N/A | #N/A | #N/A | #N/A | #N/A | #N/A
[20 empty] | R124 | 0 |  |  |  |  | R124 | 65 | 65 | #N/A | #N/A | #N/A | #N/A | #N/A | #N/A | #N/A | #N/A | #N/A | #N/A | #N/A | #N/A | #N/A | #N/A | #N/A | #N/A | #N/A | #N/A | #N/A | #N/A | #N/A | #N/A | #N/A | #N/A | #N/A | #N/A | #N/A | #N/A | #N/A | #N/A | #N/A | #N/A | #N/A | #N/A | #N/A | #N/A | #N/A | #N/A | #N/A | #N/A | #N/A | #N/A | #N/A | #N/A | #N/A | #N/A | #N/A | #N/A | #N/A | #N/A | #N/A | #N/A | #N/A | #N/A | #N/A | #N/A | #N/A | #N/A | #N/A | #N/A | #N/A
Evaporator cooling capacity | Q0: | 100 | kW |  |  |  | Maximum valve capacity at selected conditions (kW) | chybové hlásení : N/A v poli Po nebo Pc znamená podmínky mimo moznosti chladiva | Сообщение об ошибке: знак "N/A" в полях Po или Pс указывает на выход за пределы нормальных рабочих условий для хладагента | 错误信息: Po或Pc如显示N/A, 表示已超出冷媒的正常工况. | [9 empty] | R134a | 120 |  |  |  |  | R124 | 66 | 66 | #N/A | #N/A | #N/A | #N/A | #N/A | #N/A | #N/A | #N/A | #N/A | #N/A | #N/A | #N/A | #N/A | #N/A | #N/A | #N/A | #N/A | #N/A | #N/A | #N/A | #N/A | #N/A | #N/A | #N/A | #N/A | #N/A | #N/A | #N/A | #N/A | #N/A | #N/A | #N/A | #N/A | #N/A | #N/A | #N/A | #N/A | #N/A | #N/A | #N/A | #N/A | #N/A | #N/A | #N/A | #N/A | #N/A | #N/A | #N/A | #N/A | #N/A | #N/A | #N/A | #N/A | #N/A | #N/A | #N/A | #N/A | #N/A | #N/A | #N/A | #N/A
#VALUE! | [6 empty] | Błąd: N/A w polach Po lub PC wskazuje przekroczenie normalnych warunków pracy czynnika. | chybové hlásení : N/A v poli Po nebo Pc znamená podmínky mimo moznosti chladiva | Сообщение об ошибке: знак "N/A" в полях Po или Pс указывает на выход за пределы нормальных рабочих условий для хладагента | 错误信息: Po或Pc如显示N/A, 表示已超出冷媒的正常工况. |  |  | 2 | [6 empty] | R22 | 260 |  |  |  |  | R124 | 67 | 67 | #N/A | #N/A | #N/A | #N/A | #N/A | #N/A | #N/A | #N/A | #N/A | #N/A | #N/A | #N/A | #N/A | #N/A | #N/A | #N/A | #N/A | #N/A | #N/A | #N/A | #N/A | #N/A | #N/A | #N/A | #N/A | #N/A | #N/A | #N/A | #N/A | #N/A | #N/A | #N/A | #N/A | #N/A | #N/A | #N/A | #N/A | #N/A | #N/A | #N/A | #N/A | #N/A | #N/A | #N/A | #N/A | #N/A | #N/A | #N/A | #N/A | #N/A | #N/A | #N/A | #N/A | #N/A | #N/A | #N/A | #N/A | #N/A | #N/A | #N/A | #N/A
[7 empty] | High performance stepper motor driven valves | [12 empty] | R23 | 390 |  |  |  |  | R124 | 68 | 68 | #N/A | #N/A | #N/A | #N/A | #N/A | #N/A | #N/A | #N/A | #N/A | #N/A | #N/A | #N/A | #N/A | #N/A | #N/A | #N/A | #N/A | #N/A | #N/A | #N/A | #N/A | #N/A | #N/A | #N/A | #N/A | #N/A | #N/A | #N/A | #N/A | #N/A | #N/A | #N/A | #N/A | #N/A | #N/A | #N/A | #N/A | #N/A | #N/A | #N/A | #N/A | #N/A | #N/A | #N/A | #N/A | #N/A | #N/A | #N/A | #N/A | #N/A | #N/A | #N/A | #N/A | #N/A | #N/A | #N/A | #N/A | #N/A | #N/A | #N/A | #N/A
Desired pressure drop across valve | Evaporator cooling capacity | 0.35 | bar | [16 empty] | R404A | 440 |  |  |  |  | R124 | 69 | 69 | #N/A | #N/A | #N/A | #N/A | #N/A | #N/A | #N/A | #N/A | #N/A | #N/A | #N/A | #N/A | #N/A | #N/A | #N/A | #N/A | #N/A | #N/A | #N/A | #N/A | #N/A | #N/A | #N/A | #N/A | #N/A | #N/A | #N/A | #N/A | #N/A | #N/A | #N/A | #N/A | #N/A | #N/A | #N/A | #N/A | #N/A | #N/A | #N/A | #N/A | #N/A | #N/A | #N/A | #N/A | #N/A | #N/A | #N/A | #N/A | #N/A | #N/A | #N/A | #N/A | #N/A | #N/A | #N/A | #N/A | #N/A | #N/A | #N/A | #N/A | #N/A
#VALUE! | Error messages: N/A in Po or PC fields is indicating that normal operating conditions of refrigerant are exceeded. | [5 empty] | Type | R407C | Order Nr.: | [10 empty] | R407C | 520 |  |  |  |  | R124 | 70 | 70 | #N/A | #N/A | #N/A | #N/A | #N/A | #N/A | #N/A | #N/A | #N/A | #N/A | #N/A | #N/A | #N/A | #N/A | #N/A | #N/A | #N/A | #N/A | #N/A | #N/A | #N/A | #N/A | #N/A | #N/A | #N/A | #N/A | #N/A | #N/A | #N/A | #N/A | #N/A | #N/A | #N/A | #N/A | #N/A | #N/A | #N/A | #N/A | #N/A | #N/A | #N/A | #N/A | #N/A | #N/A | #N/A | #N/A | #N/A | #N/A | #N/A | #N/A | #N/A | #N/A | #N/A | #N/A | #N/A | #N/A | #N/A | #N/A | #N/A | #N/A | #N/A
[7 empty] | EX8-M21 | 469.1148 | 801 964 |  |  |  | 16.95 | [6 empty] | R410A | 640 |  |  |  |  | R124 | 71 | 71 | #N/A | #N/A | #N/A | #N/A | #N/A | #N/A | #N/A | #N/A | #N/A | #N/A | #N/A | #N/A | #N/A | #N/A | #N/A | #N/A | #N/A | #N/A | #N/A | #N/A | #N/A | #N/A | #N/A | #N/A | #N/A | #N/A | #N/A | #N/A | #N/A | #N/A | #N/A | #N/A | #N/A | #N/A | #N/A | #N/A | #N/A | #N/A | #N/A | #N/A | #N/A | #N/A | #N/A | #N/A | #N/A | #N/A | #N/A | #N/A | #N/A | #N/A | #N/A | #N/A | #N/A | #N/A | #N/A | #N/A | #N/A | #N/A | #N/A | #N/A | #N/A
Your choice |  | Type |  | Ratio % |  |  | EX7-U21 | 154.4342 | 801 686 |  |  |  | 5.58 | [6 empty] | R507 | 760 |  |  |  |  | R124 | 72 | 72 | #N/A | #N/A | #N/A | #N/A | #N/A | #N/A | #N/A | #N/A | #N/A | #N/A | #N/A | #N/A | #N/A | #N/A | #N/A | #N/A | #N/A | #N/A | #N/A | #N/A | #N/A | #N/A | #N/A | #N/A | #N/A | #N/A | #N/A | #N/A | #N/A | #N/A | #N/A | #N/A | #N/A | #N/A | #N/A | #N/A | #N/A | #N/A | #N/A | #N/A | #N/A | #N/A | #N/A | #N/A | #N/A | #N/A | #N/A | #N/A | #N/A | #N/A | #N/A | #N/A | #N/A | #N/A | #N/A | #N/A | #N/A | #N/A | #N/A | #N/A | #N/A
Electrical control valve: |  | EX7 |  | 64.75% |  |  | EX6-M21 | 43.4519 | 800 611 |  |  |  | 1.57 | [6 empty] | R744 | 870 |  |  |  |  | R124 | 73 | 73 | #N/A | #N/A | #N/A | #N/A | #N/A | #N/A | #N/A | #N/A | #N/A | #N/A | #N/A | #N/A | #N/A | #N/A | #N/A | #N/A | #N/A | #N/A | #N/A | #N/A | #N/A | #N/A | #N/A | #N/A | #N/A | #N/A | #N/A | #N/A | #N/A | #N/A | #N/A | #N/A | #N/A | #N/A | #N/A | #N/A | #N/A | #N/A | #N/A | #N/A | #N/A | #N/A | #N/A | #N/A | #N/A | #N/A | #N/A | #N/A | #N/A | #N/A | #N/A | #N/A | #N/A | #N/A | #N/A | #N/A | #N/A | #N/A | #N/A | #N/A | #N/A
[7 empty] | EX5-U21 | 18.6816 | 800 600 |  |  |  | 0.675 | [12 empty] | R124 | 74 | 74 | #N/A | #N/A | #N/A | #N/A | #N/A | #N/A | #N/A | #N/A | #N/A | #N/A | #N/A | #N/A | #N/A | #N/A | #N/A | #N/A | #N/A | #N/A | #N/A | #N/A | #N/A | #N/A | #N/A | #N/A | #N/A | #N/A | #N/A | #N/A | #N/A | #N/A | #N/A | #N/A | #N/A | #N/A | #N/A | #N/A | #N/A | #N/A | #N/A | #N/A | #N/A | #N/A | #N/A | #N/A | #N/A | #N/A | #N/A | #N/A | #N/A | #N/A | #N/A | #N/A | #N/A | #N/A | #N/A | #N/A | #N/A | #N/A | #N/A | #N/A | #N/A
|  | Controller for ECV: | EXD-U00 | [22 empty] | R124 | 75 | 75 | #N/A | #N/A | #N/A | #N/A | #N/A | #N/A | #N/A | #N/A | #N/A | #N/A | #N/A | #N/A | #N/A | #N/A | #N/A | #N/A | #N/A | #N/A | #N/A | #N/A | #N/A | #N/A | #N/A | #N/A | #N/A | #N/A | #N/A | #N/A | #N/A | #N/A | #N/A | #N/A | #N/A | #N/A | #N/A | #N/A | #N/A | #N/A | #N/A | #N/A | #N/A | #N/A | #N/A | #N/A | #N/A | #N/A | #N/A | #N/A | #N/A | #N/A | #N/A | #N/A | #N/A | #N/A | #N/A | #N/A | #N/A | #N/A | #N/A | #N/A | #N/A
|  | Order Nr.: | 804 557 | [22 empty] | R124 | 76 | 76 | #N/A | #N/A | #N/A | #N/A | #N/A | #N/A | #N/A | #N/A | #N/A | #N/A | #N/A | #N/A | #N/A | #N/A | #N/A | #N/A | #N/A | #N/A | #N/A | #N/A | #N/A | #N/A | #N/A | #N/A | #N/A | #N/A | #N/A | #N/A | #N/A | #N/A | #N/A | #N/A | #N/A | #N/A | #N/A | #N/A | #N/A | #N/A | #N/A | #N/A | #N/A | #N/A | #N/A | #N/A | #N/A | #N/A | #N/A | #N/A | #N/A | #N/A | #N/A | #N/A | #N/A | #N/A | #N/A | #N/A | #N/A | #N/A | #N/A | #N/A | #N/A
[26 empty] | R124 | 77 | 77 | #N/A | #N/A | #N/A | #N/A | #N/A | #N/A | #N/A | #N/A | #N/A | #N/A | #N/A | #N/A | #N/A | #N/A | #N/A | #N/A | #N/A | #N/A | #N/A | #N/A | #N/A | #N/A | #N/A | #N/A | #N/A | #N/A | #N/A | #N/A | #N/A | #N/A | #N/A | #N/A | #N/A | #N/A | #N/A | #N/A | #N/A | #N/A | #N/A | #N/A | #N/A | #N/A | #N/A | #N/A | #N/A | #N/A | #N/A | #N/A | #N/A | #N/A | #N/A | #N/A | #N/A | #N/A | #N/A | #N/A | #N/A | #N/A | #N/A | #N/A | #N/A
[26 empty] | R124 | 78 | 78 | #N/A | #N/A | #N/A | #N/A | #N/A | #N/A | #N/A | #N/A | #N/A | #N/A | #N/A | #N/A | #N/A | #N/A | #N/A | #N/A | #N/A | #N/A | #N/A | #N/A | #N/A | #N/A | #N/A | #N/A | #N/A | #N/A | #N/A | #N/A | #N/A | #N/A | #N/A | #N/A | #N/A | #N/A | #N/A | #N/A | #N/A | #N/A | #N/A | #N/A | #N/A | #N/A | #N/A | #N/A | #N/A | #N/A | #N/A | #N/A | #N/A | #N/A | #N/A | #N/A | #N/A | #N/A | #N/A | #N/A | #N/A | #N/A | #N/A | #N/A | #N/A
[26 empty] | R124 | 79 | 79 | #N/A | #N/A | #N/A | #N/A | #N/A | #N/A | #N/A | #N/A | #N/A | #N/A | #N/A | #N/A | #N/A | #N/A | #N/A | #N/A | #N/A | #N/A | #N/A | #N/A | #N/A | #N/A | #N/A | #N/A | #N/A | #N/A | #N/A | #N/A | #N/A | #N/A | #N/A | #N/A | #N/A | #N/A | #N/A | #N/A | #N/A | #N/A | #N/A | #N/A | #N/A | #N/A | #N/A | #N/A | #N/A | #N/A | #N/A | #N/A | #N/A | #N/A | #N/A | #N/A | #N/A | #N/A | #N/A | #N/A | #N/A | #N/A | #N/A | #N/A | #N/A
[26 empty] | R124 | 80 | 80 | #N/A | #N/A | #N/A | #N/A | #N/A | #N/A | #N/A | #N/A | #N/A | #N/A | #N/A | #N/A | #N/A | #N/A | #N/A | #N/A | #N/A | #N/A | #N/A | #N/A | #N/A | #N/A | #N/A | #N/A | #N/A | #N/A | #N/A | #N/A | #N/A | #N/A | #N/A | #N/A | #N/A | #N/A | #N/A | #N/A | #N/A | #N/A | #N/A | #N/A | #N/A | #N/A | #N/A | #N/A | #N/A | #N/A | #N/A | #N/A | #N/A | #N/A | #N/A | #N/A | #N/A | #N/A | #N/A | #N/A | #N/A | #N/A | #N/A | #N/A | #N/A
Liquid and Head Pressure Duty | Project: | Project: | Project: | Project: | Project: | Project: | Project: | [18 empty] | R124 | 81 | 81 | #N/A | #N/A | #N/A | #N/A | #N/A | #N/A | #N/A | #N/A | #N/A | #N/A | #N/A | #N/A | #N/A | #N/A | #N/A | #N/A | #N/A | #N/A | #N/A | #N/A | #N/A | #N/A | #N/A | #N/A | #N/A | #N/A | #N/A | #N/A | #N/A | #N/A | #N/A | #N/A | #N/A | #N/A | #N/A | #N/A | #N/A | #N/A | #N/A | #N/A | #N/A | #N/A | #N/A | #N/A | #N/A | #N/A | #N/A | #N/A | #N/A | #N/A | #N/A | #N/A | #N/A | #N/A | #N/A | #N/A | #N/A | #N/A | #N/A | #N/A | #N/A
Note: | [25 empty] | R124 | 82 | 82 | #N/A | #N/A | #N/A | #N/A | #N/A | #N/A | #N/A | #N/A | #N/A | #N/A | #N/A | #N/A | #N/A | #N/A | #N/A | #N/A | #N/A | #N/A | #N/A | #N/A | #N/A | #N/A | #N/A | #N/A | #N/A | #N/A | #N/A | #N/A | #N/A | #N/A | #N/A | #N/A | #N/A | #N/A | #N/A | #N/A | #N/A | #N/A | #N/A | #N/A | #N/A | #N/A | #N/A | #N/A | #N/A | #N/A | #N/A | #N/A | #N/A | #N/A | #N/A | #N/A | #N/A | #N/A | #N/A | #N/A | #N/A | #N/A | #N/A | #N/A | #N/A
[26 empty] | R124 | 83 | 83 | #N/A | #N/A | #N/A | #N/A | #N/A | #N/A | #N/A | #N/A | #N/A | #N/A | #N/A | #N/A | #N/A | #N/A | #N/A | #N/A | #N/A | #N/A | #N/A | #N/A | #N/A | #N/A | #N/A | #N/A | #N/A | #N/A | #N/A | #N/A | #N/A | #N/A | #N/A | #N/A | #N/A | #N/A | #N/A | #N/A | #N/A | #N/A | #N/A | #N/A | #N/A | #N/A | #N/A | #N/A | #N/A | #N/A | #N/A | #N/A | #N/A | #N/A | #N/A | #N/A | #N/A | #N/A | #N/A | #N/A | #N/A | #N/A | #N/A | #N/A | #N/A
[26 empty] | R124 | 84 | 84 | #N/A | #N/A | #N/A | #N/A | #N/A | #N/A | #N/A | #N/A | #N/A | #N/A | #N/A | #N/A | #N/A | #N/A | #N/A | #N/A | #N/A | #N/A | #N/A | #N/A | #N/A | #N/A | #N/A | #N/A | #N/A | #N/A | #N/A | #N/A | #N/A | #N/A | #N/A | #N/A | #N/A | #N/A | #N/A | #N/A | #N/A | #N/A | #N/A | #N/A | #N/A | #N/A | #N/A | #N/A | #N/A | #N/A | #N/A | #N/A | #N/A | #N/A | #N/A | #N/A | #N/A | #N/A | #N/A | #N/A | #N/A | #N/A | #N/A | #N/A | #N/A
[26 empty] | R124 | 85 | 85 | #N/A | #N/A | #N/A | #N/A | #N/A | #N/A | #N/A | #N/A | #N/A | #N/A | #N/A | #N/A | #N/A | #N/A | #N/A | #N/A | #N/A | #N/A | #N/A | #N/A | #N/A | #N/A | #N/A | #N/A | #N/A | #N/A | #N/A | #N/A | #N/A | #N/A | #N/A | #N/A | #N/A | #N/A | #N/A | #N/A | #N/A | #N/A | #N/A | #N/A | #N/A | #N/A | #N/A | #N/A | #N/A | #N/A | #N/A | #N/A | #N/A | #N/A | #N/A | #N/A | #N/A | #N/A | #N/A | #N/A | #N/A | #N/A | #N/A | #N/A | #N/A
[26 empty] | R124 | 86 | 86 | #N/A | #N/A | #N/A | #N/A | #N/A | #N/A | #N/A | #N/A | #N/A | #N/A | #N/A | #N/A | #N/A | #N/A | #N/A | #N/A | #N/A | #N/A | #N/A | #N/A | #N/A | #N/A | #N/A | #N/A | #N/A | #N/A | #N/A | #N/A | #N/A | #N/A | #N/A | #N/A | #N/A | #N/A | #N/A | #N/A | #N/A | #N/A | #N/A | #N/A | #N/A | #N/A | #N/A | #N/A | #N/A | #N/A | #N/A | #N/A | #N/A | #N/A | #N/A | #N/A | #N/A | #N/A | #N/A | #N/A | #N/A | #N/A | #N/A | #N/A | #N/A
[26 empty] | R124 | 87 | 87 | #N/A | #N/A | #N/A | #N/A | #N/A | #N/A | #N/A | #N/A | #N/A | #N/A | #N/A | #N/A | #N/A | #N/A | #N/A | #N/A | #N/A | #N/A | #N/A | #N/A | #N/A | #N/A | #N/A | #N/A | #N/A | #N/A | #N/A | #N/A | #N/A | #N/A | #N/A | #N/A | #N/A | #N/A | #N/A | #N/A | #N/A | #N/A | #N/A | #N/A | #N/A | #N/A | #N/A | #N/A | #N/A | #N/A | #N/A | #N/A | #N/A | #N/A | #N/A | #N/A | #N/A | #N/A | #N/A | #N/A | #N/A | #N/A | #N/A | #N/A | #N/A
[26 empty] | R124 | 88 | 88 | #N/A | #N/A | #N/A | #N/A | #N/A | #N/A | #N/A | #N/A | #N/A | #N/A | #N/A | #N/A | #N/A | #N/A | #N/A | #N/A | #N/A | #N/A | #N/A | #N/A | #N/A | #N/A | #N/A | #N/A | #N/A | #N/A | #N/A | #N/A | #N/A | #N/A | #N/A | #N/A | #N/A | #N/A | #N/A | #N/A | #N/A | #N/A | #N/A | #N/A | #N/A | #N/A | #N/A | #N/A | #N/A | #N/A | #N/A | #N/A | #N/A | #N/A | #N/A | #N/A | #N/A | #N/A | #N/A | #N/A | #N/A | #N/A | #N/A | #N/A | #N/A
[26 empty] | R124 | 89 | 89 | #N/A | #N/A | #N/A | #N/A | #N/A | #N/A | #N/A | #N/A | #N/A | #N/A | #N/A | #N/A | #N/A | #N/A | #N/A | #N/A | #N/A | #N/A | #N/A | #N/A | #N/A | #N/A | #N/A | #N/A | #N/A | #N/A | #N/A | #N/A | #N/A | #N/A | #N/A | #N/A | #N/A | #N/A | #N/A | #N/A | #N/A | #N/A | #N/A | #N/A | #N/A | #N/A | #N/A | #N/A | #N/A | #N/A | #N/A | #N/A | #N/A | #N/A | #N/A | #N/A | #N/A | #N/A | #N/A | #N/A | #N/A | #N/A | #N/A | #N/A | #N/A
[26 empty] | R124 | 90 | 90 | #N/A | #N/A | #N/A | #N/A | #N/A | #N/A | #N/A | #N/A | #N/A | #N/A | #N/A | #N/A | #N/A | #N/A | #N/A | #N/A | #N/A | #N/A | #N/A | #N/A | #N/A | #N/A | #N/A | #N/A | #N/A | #N/A | #N/A | #N/A | #N/A | #N/A | #N/A | #N/A | #N/A | #N/A | #N/A | #N/A | #N/A | #N/A | #N/A | #N/A | #N/A | #N/A | #N/A | #N/A | #N/A | #N/A | #N/A | #N/A | #N/A | #N/A | #N/A | #N/A | #N/A | #N/A | #N/A | #N/A | #N/A | #N/A | #N/A | #N/A | #N/A
[26 empty] | R124 | 91 | 91 | #N/A | #N/A | #N/A | #N/A | #N/A | #N/A | #N/A | #N/A | #N/A | #N/A | #N/A | #N/A | #N/A | #N/A | #N/A | #N/A | #N/A | #N/A | #N/A | #N/A | #N/A | #N/A | #N/A | #N/A | #N/A | #N/A | #N/A | #N/A | #N/A | #N/A | #N/A | #N/A | #N/A | #N/A | #N/A | #N/A | #N/A | #N/A | #N/A | #N/A | #N/A | #N/A | #N/A | #N/A | #N/A | #N/A | #N/A | #N/A | #N/A | #N/A | #N/A | #N/A | #N/A | #N/A | #N/A | #N/A | #N/A | #N/A | #N/A | #N/A | #N/A
ALCO CONTROLS is not to be held responsible for erroneous data regarding capacities, dimensions, applications, etc. stated herein. Products, specifications and data are subject to change without notice. The information given herein is based on technical data and tests which ALCO CONTROLS believes to be reliable and which are in compliance with technical knowledge of today. It is intended only for use by persons having the appropriate technical knowledge and skills, at their own discretion and risk. Since conditions of use are outside of ALCO'S control we can not assume any liability for results obtained or damages occurred due to improper application. | [25 empty] | R124 | 92 | 92 | #N/A | #N/A | #N/A | #N/A | #N/A | #N/A | #N/A | #N/A | #N/A | #N/A | #N/A | #N/A | #N/A | #N/A | #N/A | #N/A | #N/A | #N/A | #N/A | #N/A | #N/A | #N/A | #N/A | #N/A | #N/A | #N/A | #N/A | #N/A | #N/A | #N/A | #N/A | #N/A | #N/A | #N/A | #N/A | #N/A | #N/A | #N/A | #N/A | #N/A | #N/A | #N/A | #N/A | #N/A | #N/A | #N/A | #N/A | #N/A | #N/A | #N/A | #N/A | #N/A | #N/A | #N/A | #N/A | #N/A | #N/A | #N/A | #N/A | #N/A | #N/A
[26 empty] | R124 | 93 | 93 | #N/A | #N/A | #N/A | #N/A | #N/A | #N/A | #N/A | #N/A | #N/A | #N/A | #N/A | #N/A | #N/A | #N/A | #N/A | #N/A | #N/A | #N/A | #N/A | #N/A | #N/A | #N/A | #N/A | #N/A | #N/A | #N/A | #N/A | #N/A | #N/A | #N/A | #N/A | #N/A | #N/A | #N/A | #N/A | #N/A | #N/A | #N/A | #N/A | #N/A | #N/A | #N/A | #N/A | #N/A | #N/A | #N/A | #N/A | #N/A | #N/A | #N/A | #N/A | #N/A | #N/A | #N/A | #N/A | #N/A | #N/A | #N/A | #N/A | #N/A | #N/A
[26 empty] | R124 | 94 | 94 | #N/A | #N/A | #N/A | #N/A | #N/A | #N/A | #N/A | #N/A | #N/A | #N/A | #N/A | #N/A | #N/A | #N/A | #N/A | #N/A | #N/A | #N/A | #N/A | #N/A | #N/A | #N/A | #N/A | #N/A | #N/A | #N/A | #N/A | #N/A | #N/A | #N/A | #N/A | #N/A | #N/A | #N/A | #N/A | #N/A | #N/A | #N/A | #N/A | #N/A | #N/A | #N/A | #N/A | #N/A | #N/A | #N/A | #N/A | #N/A | #N/A | #N/A | #N/A | #N/A | #N/A | #N/A | #N/A | #N/A | #N/A | #N/A | #N/A | #N/A | #N/A
[26 empty] | R124 | 95 | 95 | #N/A | #N/A | #N/A | #N/A | #N/A | #N/A | #N/A | #N/A | #N/A | #N/A | #N/A | #N/A | #N/A | #N/A | #N/A | #N/A | #N/A | #N/A | #N/A | #N/A | #N/A | #N/A | #N/A | #N/A | #N/A | #N/A | #N/A | #N/A | #N/A | #N/A | #N/A | #N/A | #N/A | #N/A | #N/A | #N/A | #N/A | #N/A | #N/A | #N/A | #N/A | #N/A | #N/A | #N/A | #N/A | #N/A | #N/A | #N/A | #N/A | #N/A | #N/A | #N/A | #N/A | #N/A | #N/A | #N/A | #N/A | #N/A | #N/A | #N/A | #N/A
[26 empty] | R124 | 96 | 96 | #N/A | #N/A | #N/A | #N/A | #N/A | #N/A | #N/A | #N/A | #N/A | #N/A | #N/A | #N/A | #N/A | #N/A | #N/A | #N/A | #N/A | #N/A | #N/A | #N/A | #N/A | #N/A | #N/A | #N/A | #N/A | #N/A | #N/A | #N/A | #N/A | #N/A | #N/A | #N/A | #N/A | #N/A | #N/A | #N/A | #N/A | #N/A | #N/A | #N/A | #N/A | #N/A | #N/A | #N/A | #N/A | #N/A | #N/A | #N/A | #N/A | #N/A | #N/A | #N/A | #N/A | #N/A | #N/A | #N/A | #N/A | #N/A | #N/A | #N/A | #N/A
[26 empty] | R124 | 97 | 97 | #N/A | #N/A | #N/A | #N/A | #N/A | #N/A | #N/A | #N/A | #N/A | #N/A | #N/A | #N/A | #N/A | #N/A | #N/A | #N/A | #N/A | #N/A | #N/A | #N/A | #N/A | #N/A | #N/A | #N/A | #N/A | #N/A | #N/A | #N/A | #N/A | #N/A | #N/A | #N/A | #N/A | #N/A | #N/A | #N/A | #N/A | #N/A | #N/A | #N/A | #N/A | #N/A | #N/A | #N/A | #N/A | #N/A | #N/A | #N/A | #N/A | #N/A | #N/A | #N/A | #N/A | #N/A | #N/A | #N/A | #N/A | #N/A | #N/A | #N/A | #N/A
[26 empty] | R124 | 98 | 98 | #N/A | #N/A | #N/A | #N/A | #N/A | #N/A | #N/A | #N/A | #N/A | #N/A | #N/A | #N/A | #N/A | #N/A | #N/A | #N/A | #N/A | #N/A | #N/A | #N/A | #N/A | #N/A | #N/A | #N/A | #N/A | #N/A | #N/A | #N/A | #N/A | #N/A | #N/A | #N/A | #N/A | #N/A | #N/A | #N/A | #N/A | #N/A | #N/A | #N/A | #N/A | #N/A | #N/A | #N/A | #N/A | #N/A | #N/A | #N/A | #N/A | #N/A | #N/A | #N/A | #N/A | #N/A | #N/A | #N/A | #N/A | #N/A | #N/A | #N/A | #N/A
[26 empty] | R124 | 99 | 99 | #N/A | #N/A | #N/A | #N/A | #N/A | #N/A | #N/A | #N/A | #N/A | #N/A | #N/A | #N/A | #N/A | #N/A | #N/A | #N/A | #N/A | #N/A | #N/A | #N/A | #N/A | #N/A | #N/A | #N/A | #N/A | #N/A | #N/A | #N/A | #N/A | #N/A | #N/A | #N/A | #N/A | #N/A | #N/A | #N/A | #N/A | #N/A | #N/A | #N/A | #N/A | #N/A | #N/A | #N/A | #N/A | #N/A | #N/A | #N/A | #N/A | #N/A | #N/A | #N/A | #N/A | #N/A | #N/A | #N/A | #N/A | #N/A | #N/A | #N/A | #N/A
[26 empty] | R124 | 100 | 100 | #N/A | #N/A | #N/A | #N/A | #N/A | #N/A | #N/A | #N/A | #N/A | #N/A | #N/A | #N/A | #N/A | #N/A | #N/A | #N/A | #N/A | #N/A | #N/A | #N/A | #N/A | #N/A | #N/A | #N/A | #N/A | #N/A | #N/A | #N/A | #N/A | #N/A | #N/A | #N/A | #N/A | #N/A | #N/A | #N/A | #N/A | #N/A | #N/A | #N/A | #N/A | #N/A | #N/A | #N/A | #N/A | #N/A | #N/A | #N/A | #N/A | #N/A | #N/A | #N/A | #N/A | #N/A | #N/A | #N/A | #N/A | #N/A | #N/A | #N/A | #N/A
[26 empty] | R134a | -10 | 110 | #N/A | #N/A | #N/A | #N/A | #N/A | #N/A | #N/A | #N/A | #N/A | #N/A | #N/A | #N/A | #N/A | #N/A | #N/A | #N/A | #N/A | #N/A | #N/A | #N/A | #N/A | #N/A | #N/A | #N/A | #N/A | #N/A | #N/A | #N/A | #N/A | #N/A | #N/A | #N/A | #N/A | #N/A | #N/A | #N/A | #N/A | #N/A | #N/A | #N/A | #N/A | #N/A | #N/A | #N/A | #N/A | #N/A | #N/A | #N/A | #N/A | #N/A | #N/A | #N/A | #N/A | #N/A | #N/A | #N/A | #N/A | #N/A | #N/A | #N/A | #N/A
[26 empty] | R134a | -9 | 111 | #N/A | #N/A | #N/A | #N/A | #N/A | #N/A | #N/A | #N/A | #N/A | #N/A | #N/A | #N/A | #N/A | #N/A | #N/A | #N/A | #N/A | #N/A | #N/A | #N/A | #N/A | #N/A | #N/A | #N/A | #N/A | #N/A | #N/A | #N/A | #N/A | #N/A | #N/A | #N/A | #N/A | #N/A | #N/A | #N/A | #N/A | #N/A | #N/A | #N/A | #N/A | #N/A | #N/A | #N/A | #N/A | #N/A | #N/A | #N/A | #N/A | #N/A | #N/A | #N/A | #N/A | #N/A | #N/A | #N/A | #N/A | #N/A | #N/A | #N/A | #N/A
[26 empty] | R134a | -8 | 112 | #N/A | #N/A | #N/A | #N/A | #N/A | #N/A | #N/A | #N/A | #N/A | #N/A | #N/A | #N/A | #N/A | #N/A | #N/A | #N/A | #N/A | #N/A | #N/A | #N/A | #N/A | #N/A | #N/A | #N/A | #N/A | #N/A | #N/A | #N/A | #N/A | #N/A | #N/A | #N/A | #N/A | #N/A | #N/A | #N/A | #N/A | #N/A | #N/A | #N/A | #N/A | #N/A | #N/A | #N/A | #N/A | #N/A | #N/A | #N/A | #N/A | #N/A | #N/A | #N/A | #N/A | #N/A | #N/A | #N/A | #N/A | #N/A | #N/A | #N/A | #N/A
[26 empty] | R134a | -7 | 113 | #N/A | #N/A | #N/A | #N/A | #N/A | #N/A | #N/A | #N/A | #N/A | #N/A | #N/A | #N/A | #N/A | #N/A | #N/A | #N/A | #N/A | #N/A | #N/A | #N/A | #N/A | #N/A | #N/A | #N/A | #N/A | #N/A | #N/A | #N/A | #N/A | #N/A | #N/A | #N/A | #N/A | #N/A | #N/A | #N/A | #N/A | #N/A | #N/A | #N/A | #N/A | #N/A | #N/A | #N/A | #N/A | #N/A | #N/A | #N/A | #N/A | #N/A | #N/A | #N/A | #N/A | #N/A | #N/A | #N/A | #N/A | #N/A | #N/A | #N/A | #N/A
[26 empty] | R134a | -6 | 114 | #N/A | #N/A | #N/A | #N/A | #N/A | #N/A | #N/A | #N/A | #N/A | #N/A | #N/A | #N/A | #N/A | #N/A | #N/A | #N/A | #N/A | #N/A | #N/A | #N/A | #N/A | #N/A | #N/A | #N/A | #N/A | #N/A | #N/A | #N/A | #N/A | #N/A | #N/A | #N/A | #N/A | #N/A | #N/A | #N/A | #N/A | #N/A | #N/A | #N/A | #N/A | #N/A | #N/A | #N/A | #N/A | #N/A | #N/A | #N/A | #N/A | #N/A | #N/A | #N/A | #N/A | #N/A | #N/A | #N/A | #N/A | #N/A | #N/A | #N/A | #N/A
[26 empty] | R134a | -5 | 115 | #N/A | #N/A | #N/A | #N/A | #N/A | #N/A | #N/A | #N/A | #N/A | #N/A | #N/A | #N/A | #N/A | #N/A | #N/A | #N/A | #N/A | #N/A | #N/A | #N/A | #N/A | #N/A | #N/A | #N/A | #N/A | #N/A | #N/A | #N/A | #N/A | #N/A | #N/A | #N/A | #N/A | #N/A | #N/A | #N/A | #N/A | #N/A | #N/A | #N/A | #N/A | #N/A | #N/A | #N/A | #N/A | #N/A | #N/A | #N/A | #N/A | #N/A | #N/A | #N/A | #N/A | #N/A | #N/A | #N/A | #N/A | #N/A | #N/A | #N/A | #N/A
[26 empty] | R134a | -4 | 116 | #N/A | #N/A | #N/A | #N/A | #N/A | #N/A | #N/A | #N/A | #N/A | #N/A | #N/A | #N/A | #N/A | #N/A | #N/A | #N/A | #N/A | #N/A | #N/A | #N/A | #N/A | #N/A | #N/A | #N/A | #N/A | #N/A | #N/A | #N/A | #N/A | #N/A | #N/A | #N/A | #N/A | #N/A | #N/A | #N/A | #N/A | #N/A | #N/A | #N/A | #N/A | #N/A | #N/A | #N/A | #N/A | #N/A | #N/A | #N/A | #N/A | #N/A | #N/A | #N/A | #N/A | #N/A | #N/A | #N/A | #N/A | #N/A | #N/A | #N/A | #N/A
[26 empty] | R134a | -3 | 117 | #N/A | #N/A | #N/A | #N/A | #N/A | #N/A | #N/A | #N/A | #N/A | #N/A | #N/A | #N/A | #N/A | #N/A | #N/A | #N/A | #N/A | #N/A | #N/A | #N/A | #N/A | #N/A | #N/A | #N/A | #N/A | #N/A | #N/A | #N/A | #N/A | #N/A | #N/A | #N/A | #N/A | #N/A | #N/A | #N/A | #N/A | #N/A | #N/A | #N/A | #N/A | #N/A | #N/A | #N/A | #N/A | #N/A | #N/A | #N/A | #N/A | #N/A | #N/A | #N/A | #N/A | #N/A | #N/A | #N/A | #N/A | #N/A | #N/A | #N/A | #N/A
| Condensing | [12 empty] | Evaporating | [11 empty] | R134a | -2 | 118 | #N/A | #N/A | #N/A | #N/A | #N/A | #N/A | #N/A | #N/A | #N/A | #N/A | #N/A | #N/A | #N/A | #N/A | #N/A | #N/A | #N/A | #N/A | #N/A | #N/A | #N/A | #N/A | #N/A | #N/A | #N/A | #N/A | #N/A | #N/A | #N/A | #N/A | #N/A | #N/A | #N/A | #N/A | #N/A | #N/A | #N/A | #N/A | #N/A | #N/A | #N/A | #N/A | #N/A | #N/A | #N/A | #N/A | #N/A | #N/A | #N/A | #N/A | #N/A | #N/A | #N/A | #N/A | #N/A | #N/A | #N/A | #N/A | #N/A | #N/A | #N/A
| Temperatur | R 410A | R 134a | R 22 | R 404A | R 404A | R 507 | R 407C | R 407C | R23 | R124 | R744 |  | Temperatur | R 410A | R 134a | R 22 | R 404A | R 404A | R 507 | R 407C | R 407C | R23 | R124 | R744 | R134a | -1 | 119 | #N/A | #N/A | #N/A | #N/A | #N/A | #N/A | #N/A | #N/A | #N/A | #N/A | #N/A | #N/A | #N/A | #N/A | #N/A | #N/A | #N/A | #N/A | #N/A | #N/A | #N/A | #N/A | #N/A | #N/A | #N/A | #N/A | #N/A | #N/A | #N/A | #N/A | #N/A | #N/A | #N/A | #N/A | #N/A | #N/A | #N/A | #N/A | #N/A | #N/A | #N/A | #N/A | #N/A | #N/A | #N/A | #N/A | #N/A | #N/A | #N/A | #N/A | #N/A | #N/A | #N/A | #N/A | #N/A | #N/A | #N/A | #N/A | #N/A | #N/A | #N/A
| 1 | 2 | 3 | 4 | 5 | 6 | 7 | 8 | 9 | 10 | 11 | 12 |  | 1 | 2 | 3 | 4 | 5 | 6 | 7 | 8 | 9 | 10 | 11 | 12 | R134a | 0 | 120 | #N/A | #N/A | #N/A | #N/A | #N/A | #N/A | #N/A | #N/A | #N/A | #N/A | #N/A | #N/A | #N/A | #N/A | #N/A | #N/A | #N/A | #N/A | #N/A | #N/A | #N/A | #N/A | #N/A | #N/A | #N/A | #N/A | #N/A | #N/A | #N/A | #N/A | #N/A | #N/A | #N/A | #N/A | #N/A | #N/A | #N/A | #N/A | #N/A | #N/A | #N/A | #N/A | #N/A | #N/A | #N/A | #N/A | #N/A | #N/A | #N/A | #N/A | #N/A | #N/A | #N/A | #N/A | #N/A | #N/A | #N/A | #N/A | #N/A | #N/A | #N/A
| -100 | #N/A | #N/A | #N/A | #N/A | #N/A | #N/A | #N/A | #N/A | #N/A | #N/A | #N/A |  | -100 | #N/A | #N/A | #N/A | #N/A | #N/A | #N/A | #N/A | #N/A | #N/A | #N/A | #N/A | R134a | 1 | 121 | #N/A | #N/A | #N/A | #N/A | #N/A | #N/A | #N/A | #N/A | #N/A | #N/A | #N/A | #N/A | #N/A | #N/A | #N/A | #N/A | #N/A | #N/A | #N/A | #N/A | #N/A | #N/A | #N/A | #N/A | #N/A | #N/A | #N/A | #N/A | #N/A | #N/A | #N/A | #N/A | #N/A | #N/A | #N/A | #N/A | #N/A | #N/A | #N/A | #N/A | #N/A | #N/A | #N/A | #N/A | #N/A | #N/A | #N/A | #N/A | #N/A | #N/A | #N/A | #N/A | #N/A | #N/A | #N/A | #N/A | #N/A | #N/A | #N/A | #N/A | #N/A
| -99 | #N/A | #N/A | #N/A | #N/A | #N/A | #N/A | #N/A | #N/A | #N/A | #N/A | #N/A |  | -99 | #N/A | #N/A | #N/A | #N/A | #N/A | #N/A | #N/A | #N/A | #N/A | #N/A | #N/A | R134a | 2 | 122 | #N/A | #N/A | #N/A | #N/A | #N/A | #N/A | #N/A | #N/A | #N/A | #N/A | #N/A | #N/A | #N/A | #N/A | #N/A | #N/A | #N/A | #N/A | #N/A | #N/A | #N/A | #N/A | #N/A | #N/A | #N/A | #N/A | #N/A | #N/A | #N/A | #N/A | #N/A | #N/A | #N/A | #N/A | #N/A | #N/A | #N/A | #N/A | #N/A | #N/A | #N/A | #N/A | #N/A | #N/A | #N/A | #N/A | #N/A | #N/A | #N/A | #N/A | #N/A | #N/A | #N/A | #N/A | #N/A | #N/A | #N/A | #N/A | #N/A | #N/A | #N/A
| -98 | #N/A | #N/A | #N/A | #N/A | #N/A | #N/A | #N/A | #N/A | #N/A | #N/A | #N/A |  | -98 | #N/A | #N/A | #N/A | #N/A | #N/A | #N/A | #N/A | #N/A | #N/A | #N/A | #N/A | R134a | 3 | 123 | #N/A | #N/A | #N/A | #N/A | #N/A | #N/A | #N/A | #N/A | #N/A | #N/A | #N/A | #N/A | #N/A | #N/A | #N/A | #N/A | #N/A | #N/A | #N/A | #N/A | #N/A | #N/A | #N/A | #N/A | #N/A | #N/A | #N/A | #N/A | #N/A | #N/A | #N/A | #N/A | #N/A | #N/A | #N/A | #N/A | #N/A | #N/A | #N/A | #N/A | #N/A | #N/A | #N/A | #N/A | #N/A | #N/A | #N/A | #N/A | #N/A | #N/A | #N/A | #N/A | #N/A | #N/A | #N/A | #N/A | #N/A | #N/A | #N/A | #N/A | #N/A
| -97 | #N/A | #N/A | #N/A | #N/A | #N/A | #N/A | #N/A | #N/A | #N/A | #N/A | #N/A |  | -97 | #N/A | #N/A | #N/A | #N/A | #N/A | #N/A | #N/A | #N/A | #N/A | #N/A | #N/A | R134a | 4 | 124 | #N/A | #N/A | #N/A | #N/A | #N/A | #N/A | #N/A | #N/A | #N/A | #N/A | #N/A | #N/A | #N/A | #N/A | #N/A | #N/A | #N/A | #N/A | #N/A | #N/A | #N/A | #N/A | #N/A | #N/A | #N/A | #N/A | #N/A | #N/A | #N/A | #N/A | #N/A | #N/A | #N/A | #N/A | #N/A | #N/A | #N/A | #N/A | #N/A | #N/A | #N/A | #N/A | #N/A | #N/A | #N/A | #N/A | #N/A | #N/A | #N/A | #N/A | #N/A | #N/A | #N/A | #N/A | #N/A | #N/A | #N/A | #N/A | #N/A | #N/A | #N/A
| -96 | #N/A | #N/A | #N/A | #N/A | #N/A | #N/A | #N/A | #N/A | #N/A | #N/A | #N/A |  | -96 | #N/A | #N/A | #N/A | #N/A | #N/A | #N/A | #N/A | #N/A | #N/A | #N/A | #N/A | R134a | 5 | 125 | #N/A | #N/A | #N/A | #N/A | #N/A | #N/A | #N/A | #N/A | #N/A | #N/A | #N/A | #N/A | #N/A | #N/A | #N/A | #N/A | #N/A | #N/A | #N/A | #N/A | #N/A | #N/A | #N/A | #N/A | #N/A | #N/A | #N/A | #N/A | #N/A | #N/A | #N/A | #N/A | #N/A | #N/A | #N/A | #N/A | #N/A | #N/A | #N/A | #N/A | #N/A | #N/A | #N/A | #N/A | #N/A | #N/A | #N/A | #N/A | #N/A | #N/A | #N/A | #N/A | #N/A | #N/A | #N/A | #N/A | #N/A | #N/A | #N/A | #N/A | #N/A
| -95 | #N/A | #N/A | #N/A | #N/A | #N/A | #N/A | #N/A | #N/A | #N/A | #N/A | #N/A |  | -95 | #N/A | #N/A | #N/A | #N/A | #N/A | #N/A | #N/A | #N/A | #N/A | #N/A | #N/A | R134a | 6 | 126 | #N/A | #N/A | #N/A | #N/A | #N/A | #N/A | #N/A | #N/A | #N/A | #N/A | #N/A | #N/A | #N/A | #N/A | #N/A | #N/A | #N/A | #N/A | #N/A | #N/A | #N/A | #N/A | #N/A | #N/A | #N/A | #N/A | #N/A | #N/A | #N/A | #N/A | #N/A | #N/A | #N/A | #N/A | #N/A | #N/A | #N/A | #N/A | #N/A | #N/A | #N/A | #N/A | #N/A | #N/A | #N/A | #N/A | #N/A | #N/A | #N/A | #N/A | #N/A | #N/A | #N/A | #N/A | #N/A | #N/A | #N/A | #N/A | #N/A | #N/A | #N/A
| -94 | #N/A | #N/A | #N/A | #N/A | #N/A | #N/A | #N/A | #N/A | #N/A | #N/A | #N/A |  | -94 | #N/A | #N/A | #N/A | #N/A | #N/A | #N/A | #N/A | #N/A | #N/A | #N/A | #N/A | R134a | 7 | 127 | #N/A | #N/A | #N/A | #N/A | #N/A | #N/A | #N/A | #N/A | #N/A | #N/A | #N/A | #N/A | #N/A | #N/A | #N/A | #N/A | #N/A | #N/A | #N/A | #N/A | #N/A | #N/A | #N/A | #N/A | #N/A | #N/A | #N/A | #N/A | #N/A | #N/A | #N/A | #N/A | #N/A | #N/A | #N/A | #N/A | #N/A | #N/A | #N/A | #N/A | #N/A | #N/A | #N/A | #N/A | #N/A | #N/A | #N/A | #N/A | #N/A | #N/A | #N/A | #N/A | #N/A | #N/A | #N/A | #N/A | #N/A | #N/A | #N/A | #N/A | #N/A
| -93 | #N/A | #N/A | #N/A | #N/A | #N/A | #N/A | #N/A | #N/A | #N/A | #N/A | #N/A |  | -93 | #N/A | #N/A | #N/A | #N/A | #N/A | #N/A | #N/A | #N/A | #N/A | #N/A | #N/A | R134a | 8 | 128 | #N/A | #N/A | #N/A | #N/A | #N/A | #N/A | #N/A | #N/A | #N/A | #N/A | #N/A | #N/A | #N/A | #N/A | #N/A | #N/A | #N/A | #N/A | #N/A | #N/A | #N/A | #N/A | #N/A | #N/A | #N/A | #N/A | #N/A | #N/A | #N/A | #N/A | #N/A | #N/A | #N/A | #N/A | #N/A | #N/A | #N/A | #N/A | #N/A | #N/A | #N/A | #N/A | #N/A | #N/A | #N/A | #N/A | #N/A | #N/A | #N/A | #N/A | #N/A | #N/A | #N/A | #N/A | #N/A | #N/A | #N/A | #N/A | #N/A | #N/A | #N/A
| -92 | #N/A | #N/A | #N/A | #N/A | #N/A | #N/A | #N/A | #N/A | #N/A | #N/A | #N/A |  | -92 | #N/A | #N/A | #N/A | #N/A | #N/A | #N/A | #N/A | #N/A | #N/A | #N/A | #N/A | R134a | 9 | 129 | #N/A | #N/A | #N/A | #N/A | #N/A | #N/A | #N/A | #N/A | #N/A | #N/A | #N/A | #N/A | #N/A | #N/A | #N/A | #N/A | #N/A | #N/A | #N/A | #N/A | #N/A | #N/A | #N/A | #N/A | #N/A | #N/A | #N/A | #N/A | #N/A | #N/A | #N/A | #N/A | #N/A | #N/A | #N/A | #N/A | #N/A | #N/A | #N/A | #N/A | #N/A | #N/A | #N/A | #N/A | #N/A | #N/A | #N/A | #N/A | #N/A | #N/A | #N/A | #N/A | #N/A | #N/A | #N/A | #N/A | #N/A | #N/A | #N/A | #N/A | #N/A
| -91 | #N/A | #N/A | #N/A | #N/A | #N/A | #N/A | #N/A | #N/A | #N/A | #N/A | #N/A |  | -91 | #N/A | #N/A | #N/A | #N/A | #N/A | #N/A | #N/A | #N/A | #N/A | #N/A | #N/A | R134a | 10 | 130 | #N/A | #N/A | #N/A | #N/A | #N/A | #N/A | #N/A | #N/A | #N/A | #N/A | #N/A | #N/A | #N/A | #N/A | #N/A | #N/A | #N/A | #N/A | #N/A | #N/A | 53.6391 | 53.8409 | 54.0427 | 54.2443 | 54.4457 | 54.647 | 54.8481 | 55.049 | 55.2497 | 55.4502 | 55.6504 | 55.8504 | 56.0502 | 56.2496 | 56.4488 | 56.6478 | 56.8464 | 57.0446 | 57.2426 | 57.4402 | 57.6374 | 57.8343 | 58.0307 | 58.2268 | 58.4225 | 58.6177 | 58.8125 | 59.0068 | 59.2006 | 59.394 | 59.5869 | #N/A | #N/A | #N/A | #N/A | #N/A | #N/A | #N/A | #N/A | #N/A | #N/A
| -90 | #N/A | #N/A | #N/A | #N/A | #N/A | #N/A | #N/A | #N/A | #N/A | #N/A | #N/A |  | -90 | #N/A | #N/A | #N/A | #N/A | #N/A | #N/A | #N/A | #N/A | #N/A | #N/A | #N/A | R134a | 11 | 131 | #N/A | #N/A | #N/A | #N/A | #N/A | #N/A | #N/A | #N/A | #N/A | #N/A | #N/A | #N/A | #N/A | #N/A | #N/A | #N/A | #N/A | #N/A | #N/A | #N/A | 53.1307 | 53.3322 | 53.5337 | 53.735 | 53.9362 | 54.1372 | 54.338 | 54.5386 | 54.739 | 54.9392 | 55.1392 | 55.3389 | 55.5384 | 55.7376 | 55.9366 | 56.1352 | 56.3335 | 56.5315 | 56.7292 | 56.9265 | 57.1235 | 57.3201 | 57.5163 | 57.7121 | 57.9075 | 58.1024 | 58.2969 | 58.491 | 58.6846 | 58.8777 | 59.0703 | 59.2624 | #N/A | #N/A | #N/A | #N/A | #N/A | #N/A | #N/A | #N/A | #N/A
| -89 | #N/A | #N/A | #N/A | #N/A | #N/A | #N/A | #N/A | #N/A | #N/A | #N/A | #N/A |  | -89 | #N/A | #N/A | #N/A | #N/A | #N/A | #N/A | #N/A | #N/A | #N/A | #N/A | #N/A | R134a | 12 | 132 | #N/A | #N/A | #N/A | #N/A | #N/A | #N/A | #N/A | #N/A | #N/A | #N/A | #N/A | #N/A | #N/A | #N/A | #N/A | #N/A | #N/A | #N/A | #N/A | #N/A | 52.6219 | 52.8232 | 53.0244 | 53.2254 | 53.4263 | 53.627 | 53.8276 | 54.0279 | 54.2281 | 54.428 | 54.6277 | 54.8271 | 55.0263 | 55.2253 | 55.4239 | 55.6223 | 55.8203 | 56.0181 | 56.2155 | 56.4125 | 56.6092 | 56.8055 | 57.0015 | 57.197 | 57.3921 | 57.5868 | 57.781 | 57.9748 | 58.1681 | 58.361 | 58.5533 | 58.7451 | 58.9364 | #N/A | #N/A | #N/A | #N/A | #N/A | #N/A | #N/A | #N/A
| -88 | #N/A | #N/A | #N/A | #N/A | #N/A | #N/A | #N/A | #N/A | #N/A | #N/A | #N/A |  | -88 | #N/A | #N/A | #N/A | #N/A | #N/A | #N/A | #N/A | #N/A | #N/A | #N/A | #N/A | R134a | 13 | 133 | #N/A | #N/A | #N/A | #N/A | #N/A | #N/A | #N/A | #N/A | #N/A | #N/A | #N/A | #N/A | #N/A | #N/A | #N/A | #N/A | #N/A | #N/A | #N/A | #N/A | 52.1128 | 52.3139 | 52.5148 | 52.7155 | 52.9161 | 53.1166 | 53.3168 | 53.5169 | 53.7168 | 53.9164 | 54.1158 | 54.315 | 54.5139 | 54.7126 | 54.911 | 55.109 | 55.3068 | 55.5043 | 55.7014 | 55.8982 | 56.0946 | 56.2906 | 56.4863 | 56.6815 | 56.8764 | 57.0708 | 57.2648 | 57.4583 | 57.6513 | 57.8439 | 58.0359 | 58.2275 | 58.4185 | 58.609 | #N/A | #N/A | #N/A | #N/A | #N/A | #N/A | #N/A
| -87 | #N/A | #N/A | #N/A | #N/A | #N/A | #N/A | #N/A | #N/A | #N/A | #N/A | #N/A |  | -87 | #N/A | #N/A | #N/A | #N/A | #N/A | #N/A | #N/A | #N/A | #N/A | #N/A | #N/A | R134a | 14 | 134 | #N/A | #N/A | #N/A | #N/A | #N/A | #N/A | #N/A | #N/A | #N/A | #N/A | #N/A | #N/A | #N/A | #N/A | #N/A | #N/A | #N/A | #N/A | #N/A | #N/A | 51.6035 | 51.8042 | 52.0048 | 52.2053 | 52.4056 | 52.6058 | 52.8057 | 53.0055 | 53.2051 | 53.4045 | 53.6036 | 53.8025 | 54.0012 | 54.1995 | 54.3976 | 54.5954 | 54.7929 | 54.9901 | 55.1869 | 55.3834 | 55.5796 | 55.7753 | 55.9707 | 56.1657 | 56.3603 | 56.5544 | 56.7481 | 56.9414 | 57.1341 | 57.3264 | 57.5182 | 57.7095 | 57.9002 | 58.0904 | 58.2801 | #N/A | #N/A | #N/A | #N/A | #N/A | #N/A
| -86 | #N/A | #N/A | #N/A | #N/A | #N/A | #N/A | #N/A | #N/A | #N/A | #N/A | #N/A |  | -86 | #N/A | #N/A | #N/A | #N/A | #N/A | #N/A | #N/A | #N/A | #N/A | #N/A | #N/A | R134a | 15 | 135 | #N/A | #N/A | #N/A | #N/A | #N/A | #N/A | #N/A | #N/A | #N/A | #N/A | #N/A | #N/A | #N/A | #N/A | #N/A | #N/A | #N/A | #N/A | #N/A | #N/A | 51.0938 | 51.2942 | 51.4945 | 51.6947 | 51.8948 | 52.0946 | 52.2943 | 52.4938 | 52.6931 | 52.8922 | 53.0911 | 53.2897 | 53.488 | 53.6861 | 53.8839 | 54.0815 | 54.2787 | 54.4756 | 54.6721 | 54.8684 | 55.0642 | 55.2597 | 55.4548 | 55.6495 | 55.8438 | 56.0377 | 56.2311 | 56.4241 | 56.6166 | 56.8086 | 57.0001 | 57.1911 | 57.3816 | 57.5715 | 57.7609 | 57.9497 | #N/A | #N/A | #N/A | #N/A | #N/A
| -85 | #N/A | #N/A | #N/A | #N/A | #N/A | #N/A | #N/A | #N/A | #N/A | #N/A | #N/A |  | -85 | #N/A | #N/A | #N/A | #N/A | #N/A | #N/A | #N/A | #N/A | #N/A | #N/A | #N/A | R134a | 16 | 136 | #N/A | #N/A | #N/A | #N/A | #N/A | #N/A | #N/A | #N/A | #N/A | #N/A | #N/A | #N/A | #N/A | #N/A | #N/A | #N/A | #N/A | #N/A | #N/A | #N/A | 50.5837 | 50.7839 | 50.9839 | 51.1838 | 51.3836 | 51.5832 | 51.7826 | 51.9818 | 52.1808 | 52.3796 | 52.5782 | 52.7765 | 52.9746 | 53.1724 | 53.3699 | 53.5671 | 53.7641 | 53.9607 | 54.157 | 54.3529 | 54.5485 | 54.7437 | 54.9385 | 55.1329 | 55.327 | 55.5205 | 55.7137 | 55.9064 | 56.0986 | 56.2904 | 56.4816 | 56.6723 | 56.8625 | 57.0522 | 57.2413 | 57.4298 | 57.6178 | #N/A | #N/A | #N/A | #N/A
| -84 | #N/A | #N/A | #N/A | #N/A | #N/A | #N/A | #N/A | #N/A | #N/A | #N/A | #N/A |  | -84 | #N/A | #N/A | #N/A | #N/A | #N/A | #N/A | #N/A | #N/A | #N/A | #N/A | #N/A | R134a | 17 | 137 | #N/A | #N/A | #N/A | #N/A | #N/A | #N/A | #N/A | #N/A | #N/A | #N/A | #N/A | #N/A | #N/A | #N/A | #N/A | #N/A | #N/A | #N/A | #N/A | #N/A | 50.0734 | 50.2732 | 50.473 | 50.6726 | 50.8721 | 51.0713 | 51.2705 | 51.4694 | 51.6681 | 51.8666 | 52.0649 | 52.263 | 52.4607 | 52.6583 | 52.8555 | 53.0525 | 53.2491 | 53.4454 | 53.6414 | 53.8371 | 54.0324 | 54.2273 | 54.4219 | 54.616 | 54.8097 | 55.003 | 55.1959 | 55.3883 | 55.5803 | 55.7717 | 55.9627 | 56.1532 | 56.3431 | 56.5325 | 56.7213 | 56.9096 | 57.0972 | 57.2845 | #N/A | #N/A | #N/A
| -83 | #N/A | #N/A | #N/A | #N/A | #N/A | #N/A | #N/A | #N/A | #N/A | #N/A | #N/A |  | -83 | #N/A | #N/A | #N/A | #N/A | #N/A | #N/A | #N/A | #N/A | #N/A | #N/A | #N/A | R134a | 18 | 138 | #N/A | #N/A | #N/A | #N/A | #N/A | #N/A | #N/A | #N/A | #N/A | #N/A | #N/A | #N/A | #N/A | #N/A | #N/A | #N/A | #N/A | #N/A | #N/A | #N/A | 49.5627 | 49.7623 | 49.9617 | 50.161 | 50.3602 | 50.5592 | 50.758 | 50.9567 | 51.1551 | 51.3533 | 51.5513 | 51.7491 | 51.9466 | 52.1438 | 52.3408 | 52.5374 | 52.7338 | 52.9298 | 53.1256 | 53.3209 | 53.5159 | 53.7106 | 53.9048 | 54.0987 | 54.2921 | 54.4852 | 54.6778 | 54.8699 | 55.0616 | 55.2527 | 55.4434 | 55.6336 | 55.8233 | 56.0124 | 56.2009 | 56.3889 | 56.5763 | 56.7633 | 56.9495 | #N/A | #N/A
| -82 | #N/A | #N/A | #N/A | #N/A | #N/A | #N/A | #N/A | #N/A | #N/A | #N/A | #N/A |  | -82 | #N/A | #N/A | #N/A | #N/A | #N/A | #N/A | #N/A | #N/A | #N/A | #N/A | #N/A | R134a | 19 | 139 | #N/A | #N/A | #N/A | #N/A | #N/A | #N/A | #N/A | #N/A | #N/A | #N/A | #N/A | #N/A | #N/A | #N/A | #N/A | #N/A | #N/A | #N/A | #N/A | #N/A | 49.0516 | 49.2509 | 49.4501 | 49.6491 | 49.848 | 50.0467 | 50.2453 | 50.4436 | 50.6417 | 50.8397 | 51.0374 | 51.2348 | 51.4321 | 51.629 | 51.8257 | 52.022 | 52.2181 | 52.4139 | 52.6093 | 52.8044 | 52.9991 | 53.1935 | 53.3874 | 53.581 | 53.7742 | 53.9669 | 54.1592 | 54.3511 | 54.5424 | 54.7334 | 54.9238 | 55.1137 | 55.303 | 55.4919 | 55.6801 | 55.8679 | 56.055 | 56.2417 | 56.4276 | 56.6129 | #N/A
| -81 | #N/A | #N/A | #N/A | #N/A | #N/A | #N/A | #N/A | #N/A | #N/A | #N/A | #N/A |  | -81 | #N/A | #N/A | #N/A | #N/A | #N/A | #N/A | #N/A | #N/A | #N/A | #N/A | #N/A | R134a | 20 | 140 | #N/A | #N/A | #N/A | #N/A | #N/A | #N/A | #N/A | #N/A | #N/A | #N/A | #N/A | #N/A | #N/A | #N/A | #N/A | #N/A | #N/A | #N/A | #N/A | #N/A | 48.5403 | 48.7393 | 48.9382 | 49.1369 | 49.3355 | 49.5339 | 49.7321 | 49.9302 | 50.128 | 50.3257 | 50.5231 | 50.7203 | 50.9172 | 51.1138 | 51.3102 | 51.5063 | 51.7021 | 51.8975 | 52.0927 | 52.2875 | 52.4819 | 52.676 | 52.8696 | 53.0629 | 53.2558 | 53.4483 | 53.6403 | 53.8319 | 54.023 | 54.2136 | 54.4037 | 54.5933 | 54.7824 | 54.971 | 55.159 | 55.3464 | 55.5332 | 55.7197 | 55.9053 | 56.0903 | 56.2747
| -80 | #N/A | #N/A | #N/A | #N/A | #N/A | #N/A | #N/A | #N/A | #N/A | #N/A | #N/A |  | -80 | #N/A | #N/A | #N/A | #N/A | #N/A | #N/A | #N/A | #N/A | #N/A | #N/A | #N/A | R134a | 21 | 141 | #N/A | #N/A | #N/A | #N/A | #N/A | #N/A | #N/A | #N/A | #N/A | #N/A | #N/A | #N/A | #N/A | #N/A | #N/A | #N/A | #N/A | #N/A | #N/A | #N/A | 48.0286 | 48.2273 | 48.4259 | 48.6243 | 48.8226 | 49.0207 | 49.2187 | 49.4164 | 49.614 | 49.8113 | 50.0084 | 50.2053 | 50.4019 | 50.5983 | 50.7944 | 50.9902 | 51.1856 | 51.3808 | 51.5757 | 51.7702 | 51.9643 | 52.1581 | 52.3515 | 52.5445 | 52.7371 | 52.9292 | 53.121 | 53.3122 | 53.5031 | 53.6934 | 53.8832 | 54.0726 | 54.2614 | 54.4496 | 54.6374 | 54.8245 | 55.0111 | 55.1973 | 55.3826 | 55.5674 | 55.7514
| -79 | #N/A | #N/A | #N/A | #N/A | #N/A | #N/A | #N/A | #N/A | #N/A | #N/A | #N/A |  | -79 | #N/A | #N/A | #N/A | #N/A | #N/A | #N/A | #N/A | #N/A | #N/A | #N/A | #N/A | R134a | 22 | 142 | #N/A | #N/A | #N/A | #N/A | #N/A | #N/A | #N/A | #N/A | #N/A | #N/A | #N/A | #N/A | #N/A | #N/A | #N/A | #N/A | #N/A | #N/A | #N/A | #N/A | 47.5166 | 47.715 | 47.9133 | 48.1114 | 48.3094 | 48.5072 | 48.7049 | 48.9023 | 49.0996 | 49.2966 | 49.4934 | 49.69 | 49.8863 | 50.0824 | 50.2782 | 50.4737 | 50.6689 | 50.8637 | 51.0583 | 51.2525 | 51.4463 | 51.6398 | 51.8329 | 52.0256 | 52.2179 | 52.4098 | 52.6013 | 52.7922 | 52.9828 | 53.1728 | 53.3624 | 53.5514 | 53.7399 | 53.9279 | 54.1154 | 54.3022 | 54.4885 | 54.6744 | 54.8595 | 55.0439 | 55.2278
| -78 | #N/A | #N/A | #N/A | #N/A | #N/A | #N/A | #N/A | #N/A | #N/A | #N/A | #N/A |  | -78 | #N/A | #N/A | #N/A | #N/A | #N/A | #N/A | #N/A | #N/A | #N/A | #N/A | #N/A | R134a | 23 | 143 | #N/A | #N/A | #N/A | #N/A | #N/A | #N/A | #N/A | #N/A | #N/A | #N/A | #N/A | #N/A | #N/A | #N/A | #N/A | #N/A | #N/A | #N/A | #N/A | #N/A | 47.0042 | 47.2023 | 47.4003 | 47.5981 | 47.7958 | 47.9933 | 48.1907 | 48.3878 | 48.5848 | 48.7815 | 48.9781 | 49.1743 | 49.3704 | 49.5661 | 49.7616 | 49.9568 | 50.1517 | 50.3463 | 50.5405 | 50.7344 | 50.928 | 51.1212 | 51.314 | 51.5064 | 51.6984 | 51.89 | 52.0811 | 52.2718 | 52.4621 | 52.6518 | 52.8411 | 53.0299 | 53.2181 | 53.4058 | 53.5929 | 53.7795 | 53.9655 | 54.1511 | 54.3359 | 54.5201 | 54.7036
| -77 | #N/A | #N/A | #N/A | #N/A | #N/A | #N/A | #N/A | #N/A | #N/A | #N/A | #N/A |  | -77 | #N/A | #N/A | #N/A | #N/A | #N/A | #N/A | #N/A | #N/A | #N/A | #N/A | #N/A | R134a | 24 | 144 | #N/A | #N/A | #N/A | #N/A | #N/A | #N/A | #N/A | #N/A | #N/A | #N/A | #N/A | #N/A | #N/A | #N/A | #N/A | #N/A | #N/A | #N/A | #N/A | #N/A | 46.4915 | 46.6893 | 46.887 | 47.0845 | 47.2819 | 47.4791 | 47.6762 | 47.873 | 48.0697 | 48.2661 | 48.4623 | 48.6583 | 48.854 | 49.0495 | 49.2447 | 49.4396 | 49.6342 | 49.8284 | 50.0224 | 50.216 | 50.4093 | 50.6021 | 50.7947 | 50.9868 | 51.1785 | 51.3698 | 51.5606 | 51.751 | 51.941 | 52.1304 | 52.3194 | 52.5079 | 52.6958 | 52.8832 | 53.0701 | 53.2564 | 53.4421 | 53.6274 | 53.8119 | 53.9958 | 54.1791
| -76 | #N/A | #N/A | #N/A | #N/A | #N/A | #N/A | #N/A | #N/A | #N/A | #N/A | #N/A |  | -76 | #N/A | #N/A | #N/A | #N/A | #N/A | #N/A | #N/A | #N/A | #N/A | #N/A | #N/A | R134a | 25 | 145 | #N/A | #N/A | #N/A | #N/A | #N/A | #N/A | #N/A | #N/A | #N/A | #N/A | #N/A | #N/A | #N/A | #N/A | #N/A | #N/A | #N/A | #N/A | #N/A | #N/A | 45.9785 | 46.176 | 46.3733 | 46.5706 | 46.7676 | 46.9645 | 47.1613 | 47.3578 | 47.5542 | 47.7503 | 47.9462 | 48.1419 | 48.3373 | 48.5325 | 48.7273 | 48.9219 | 49.1162 | 49.3102 | 49.5039 | 49.6972 | 49.8901 | 50.0827 | 50.2749 | 50.4667 | 50.6582 | 50.8491 | 51.0397 | 51.2298 | 51.4195 | 51.6086 | 51.7973 | 51.9855 | 52.1731 | 52.3603 | 52.5468 | 52.7328 | 52.9182 | 53.1033 | 53.2875 | 53.4711 | 53.6541
| -75 | #N/A | #N/A | #N/A | #N/A | #N/A | #N/A | #N/A | #N/A | #N/A | #N/A | #N/A |  | -75 | #N/A | #N/A | #N/A | #N/A | #N/A | #N/A | #N/A | #N/A | #N/A | #N/A | #N/A | R134a | 26 | 146 | #N/A | #N/A | #N/A | #N/A | #N/A | #N/A | #N/A | #N/A | #N/A | #N/A | #N/A | #N/A | #N/A | #N/A | #N/A | #N/A | #N/A | #N/A | #N/A | #N/A | 45.4651 | 45.6623 | 45.8593 | 46.0562 | 46.253 | 46.4496 | 46.646 | 46.8423 | 47.0383 | 47.2341 | 47.4297 | 47.6251 | 47.8202 | 48.0151 | 48.2096 | 48.4039 | 48.5979 | 48.7916 | 48.9849 | 49.1779 | 49.3706 | 49.5629 | 49.7548 | 49.9463 | 50.1374 | 50.3281 | 50.5184 | 50.7082 | 50.8975 | 51.0864 | 51.2748 | 51.4627 | 51.65 | 51.8368 | 52.0231 | 52.2088 | 52.394 | 52.5787 | 52.7627 | 52.946 | 53.1286
| -74 | #N/A | #N/A | #N/A | #N/A | #N/A | #N/A | #N/A | #N/A | #N/A | #N/A | #N/A |  | -74 | #N/A | #N/A | #N/A | #N/A | #N/A | #N/A | #N/A | #N/A | #N/A | #N/A | #N/A | R134a | 27 | 147 | #N/A | #N/A | #N/A | #N/A | #N/A | #N/A | #N/A | #N/A | #N/A | #N/A | #N/A | #N/A | #N/A | #N/A | #N/A | #N/A | #N/A | #N/A | #N/A | #N/A | 44.9514 | 45.1482 | 45.345 | 45.5416 | 45.738 | 45.9343 | 46.1304 | 46.3263 | 46.5221 | 46.7176 | 46.9129 | 47.1079 | 47.3027 | 47.4973 | 47.6915 | 47.8855 | 48.0792 | 48.2726 | 48.4656 | 48.6583 | 48.8507 | 49.0426 | 49.2342 | 49.4255 | 49.6163 | 49.8067 | 49.9966 | 50.1861 | 50.3752 | 50.5637 | 50.7518 | 50.9394 | 51.1265 | 51.313 | 51.499 | 51.6844 | 51.8692 | 52.0537 | 52.2373 | 52.4204 | 52.6028
| -73 | #N/A | #N/A | #N/A | #N/A | #N/A | #N/A | #N/A | #N/A | #N/A | #N/A | #N/A |  | -73 | #N/A | #N/A | #N/A | #N/A | #N/A | #N/A | #N/A | #N/A | #N/A | #N/A | #N/A | R134a | 28 | 148 | #N/A | #N/A | #N/A | #N/A | #N/A | #N/A | #N/A | #N/A | #N/A | #N/A | #N/A | #N/A | #N/A | #N/A | #N/A | #N/A | #N/A | #N/A | #N/A | #N/A | 44.4373 | 44.6338 | 44.8302 | 45.0265 | 45.2227 | 45.4186 | 45.6144 | 45.81 | 46.0055 | 46.2007 | 46.3956 | 46.5904 | 46.7849 | 46.9791 | 47.1731 | 47.3667 | 47.5601 | 47.7531 | 47.9459 | 48.1383 | 48.3303 | 48.522 | 48.7133 | 48.9042 | 49.0947 | 49.2848 | 49.4744 | 49.6636 | 49.8524 | 50.0407 | 50.2284 | 50.4157 | 50.6025 | 50.7887 | 50.9744 | 51.1595 | 51.3441 | 51.5282 | 51.7116 | 51.8943 | 52.0764
| -72 | #N/A | #N/A | #N/A | #N/A | #N/A | #N/A | #N/A | #N/A | #N/A | #N/A | #N/A |  | -72 | #N/A | #N/A | #N/A | #N/A | #N/A | #N/A | #N/A | #N/A | #N/A | #N/A | #N/A | R134a | 29 | 149 | #N/A | #N/A | #N/A | #N/A | #N/A | #N/A | #N/A | #N/A | #N/A | #N/A | #N/A | #N/A | #N/A | #N/A | #N/A | #N/A | #N/A | #N/A | #N/A | #N/A | 43.9228 | 44.119 | 44.3151 | 44.5111 | 44.7069 | 44.9026 | 45.0981 | 45.2934 | 45.4885 | 45.6833 | 45.878 | 46.0724 | 46.2666 | 46.4605 | 46.6542 | 46.8475 | 47.0406 | 47.2333 | 47.4257 | 47.6178 | 47.8095 | 48.0009 | 48.1919 | 48.3825 | 48.5727 | 48.7625 | 48.9518 | 49.1407 | 49.3292 | 49.5171 | 49.7046 | 49.8916 | 50.078 | 50.264 | 50.4494 | 50.6342 | 50.8184 | 51.0023 | 51.1853 | 51.3678 | 51.5496
| -71 | #N/A | #N/A | #N/A | #N/A | #N/A | #N/A | #N/A | #N/A | #N/A | #N/A | #N/A |  | -71 | #N/A | #N/A | #N/A | #N/A | #N/A | #N/A | #N/A | #N/A | #N/A | #N/A | #N/A | R134a | 30 | 150 | #N/A | #N/A | #N/A | #N/A | #N/A | #N/A | #N/A | #N/A | #N/A | #N/A | #N/A | #N/A | #N/A | #N/A | #N/A | #N/A | #N/A | #N/A | #N/A | #N/A | 43.408 | 43.6039 | 43.7997 | 43.9953 | 44.1908 | 44.3861 | 44.5813 | 44.7763 | 44.9711 | 45.1656 | 45.36 | 45.5541 | 45.7479 | 45.9415 | 46.1349 | 46.3279 | 46.5206 | 46.7131 | 46.9052 | 47.0969 | 47.2884 | 47.4794 | 47.6701 | 47.8604 | 48.0503 | 48.2397 | 48.4288 | 48.6174 | 48.8055 | 48.9932 | 49.1803 | 49.367 | 49.5532 | 49.7388 | 49.9239 | 50.1084 | 50.2923 | 50.4759 | 50.6586 | 50.8408 | 51.0223
| -70 | #N/A | #N/A | #N/A | #N/A | #N/A | #N/A | #N/A | #N/A | #N/A | #N/A | #N/A |  | -70 | #N/A | #N/A | #N/A | #N/A | #N/A | #N/A | #N/A | #N/A | #N/A | #N/A | #N/A | R134a | 31 | 151 | #N/A | #N/A | #N/A | #N/A | #N/A | #N/A | #N/A | #N/A | #N/A | #N/A | #N/A | #N/A | #N/A | #N/A | #N/A | #N/A | #N/A | #N/A | #N/A | #N/A | 42.8928 | 43.0883 | 43.2838 | 43.4791 | 43.6743 | 43.8693 | 44.0642 | 44.2588 | 44.4533 | 44.6475 | 44.8415 | 45.0353 | 45.2289 | 45.4221 | 45.6151 | 45.8079 | 46.0003 | 46.1924 | 46.3842 | 46.5756 | 46.7667 | 46.9575 | 47.1478 | 47.3378 | 47.5274 | 47.7165 | 47.9053 | 48.0935 | 48.2814 | 48.4687 | 48.6556 | 48.8419 | 49.0278 | 49.2131 | 49.3979 | 49.5821 | 49.7657 | 49.949 | 50.1315 | 50.3133 | 50.4945
| -69 | #N/A | #N/A | #N/A | #N/A | #N/A | #N/A | #N/A | #N/A | #N/A | #N/A | #N/A |  | -69 | #N/A | #N/A | #N/A | #N/A | #N/A | #N/A | #N/A | #N/A | #N/A | #N/A | #N/A | R134a | 32 | 152 | #N/A | #N/A | #N/A | #N/A | #N/A | #N/A | #N/A | #N/A | #N/A | #N/A | #N/A | #N/A | #N/A | #N/A | #N/A | #N/A | #N/A | #N/A | #N/A | #N/A | 42.3772 | 42.5724 | 42.7676 | 42.9626 | 43.1574 | 43.3521 | 43.5466 | 43.7409 | 43.9351 | 44.129 | 44.3227 | 44.5162 | 44.7094 | 44.9023 | 45.095 | 45.2874 | 45.4795 | 45.6713 | 45.8628 | 46.0539 | 46.2447 | 46.4351 | 46.6251 | 46.8148 | 47.0041 | 47.1929 | 47.3813 | 47.5693 | 47.7568 | 47.9438 | 48.1304 | 48.3164 | 48.502 | 48.687 | 48.8714 | 49.0553 | 49.2387 | 49.4216 | 49.6038 | 49.7853 | 49.9662
| -68 | #N/A | #N/A | #N/A | #N/A | #N/A | #N/A | #N/A | #N/A | #N/A | #N/A | #N/A |  | -68 | #N/A | #N/A | #N/A | #N/A | #N/A | #N/A | #N/A | #N/A | #N/A | #N/A | #N/A | R134a | 33 | 153 | #N/A | #N/A | #N/A | #N/A | #N/A | #N/A | #N/A | #N/A | #N/A | #N/A | #N/A | #N/A | #N/A | #N/A | #N/A | #N/A | #N/A | #N/A | #N/A | #N/A | 41.8612 | 42.0561 | 42.2509 | 42.4456 | 42.6401 | 42.8345 | 43.0286 | 43.2226 | 43.4165 | 43.61 | 43.8034 | 43.9966 | 44.1895 | 44.3821 | 44.5744 | 44.7665 | 44.9583 | 45.1498 | 45.3409 | 45.5317 | 45.7222 | 45.9123 | 46.102 | 46.2913 | 46.4803 | 46.6688 | 46.8569 | 47.0445 | 47.2317 | 47.4184 | 47.6047 | 47.7904 | 47.9756 | 48.1603 | 48.3445 | 48.5281 | 48.7111 | 48.8938 | 49.0756 | 49.2568 | 49.4374
| -67 | #N/A | #N/A | #N/A | #N/A | #N/A | #N/A | #N/A | #N/A | #N/A | #N/A | #N/A |  | -67 | #N/A | #N/A | #N/A | #N/A | #N/A | #N/A | #N/A | #N/A | #N/A | #N/A | #N/A | R134a | 34 | 154 | #N/A | #N/A | #N/A | #N/A | #N/A | #N/A | #N/A | #N/A | #N/A | #N/A | #N/A | #N/A | #N/A | #N/A | #N/A | #N/A | #N/A | #N/A | #N/A | #N/A | 41.3448 | 41.5394 | 41.7339 | 41.9282 | 42.1224 | 42.3164 | 42.5103 | 42.7039 | 42.8974 | 43.0907 | 43.2837 | 43.4765 | 43.6691 | 43.8614 | 44.0534 | 44.2452 | 44.4366 | 44.6278 | 44.8186 | 45.0091 | 45.1992 | 45.389 | 45.5784 | 45.7674 | 45.956 | 46.1442 | 46.332 | 46.5193 | 46.7062 | 46.8926 | 47.0785 | 47.2639 | 47.4488 | 47.6332 | 47.817 | 48.0003 | 48.183 | 48.3654 | 48.5469 | 48.7278 | 48.9081
| -66 | #N/A | #N/A | #N/A | #N/A | #N/A | #N/A | #N/A | #N/A | #N/A | #N/A | #N/A |  | -66 | #N/A | #N/A | #N/A | #N/A | #N/A | #N/A | #N/A | #N/A | #N/A | #N/A | #N/A | R134a | 35 | 155 | #N/A | #N/A | #N/A | #N/A | #N/A | #N/A | #N/A | #N/A | #N/A | #N/A | #N/A | #N/A | #N/A | #N/A | #N/A | #N/A | #N/A | #N/A | #N/A | #N/A | 40.828 | 41.0223 | 41.2164 | 41.4104 | 41.6042 | 41.7979 | 41.9915 | 42.1848 | 42.3779 | 42.5709 | 42.7636 | 42.9561 | 43.1483 | 43.3403 | 43.532 | 43.7234 | 43.9145 | 44.1053 | 44.2958 | 44.4859 | 44.6758 | 44.8652 | 45.0543 | 45.243 | 45.4312 | 45.6191 | 45.8066 | 45.9936 | 46.1801 | 46.3662 | 46.5518 | 46.7369 | 46.9215 | 47.1056 | 47.2891 | 47.4721 | 47.6544 | 47.8365 | 48.0177 | 48.1983 | 48.3783
| -65 | #N/A | #N/A | #N/A | #N/A | #N/A | #N/A | #N/A | #N/A | #N/A | #N/A | #N/A |  | -65 | #N/A | #N/A | #N/A | #N/A | #N/A | #N/A | #N/A | #N/A | #N/A | #N/A | #N/A | R134a | 36 | 156 | #N/A | #N/A | #N/A | #N/A | #N/A | #N/A | #N/A | #N/A | #N/A | #N/A | #N/A | #N/A | #N/A | #N/A | #N/A | #N/A | #N/A | #N/A | #N/A | #N/A | 40.3108 | 40.5047 | 40.6985 | 40.8922 | 41.0857 | 41.279 | 41.4722 | 41.6652 | 41.858 | 42.0506 | 42.243 | 42.4351 | 42.627 | 42.8187 | 43.01 | 43.2011 | 43.3919 | 43.5824 | 43.7725 | 43.9623 | 44.1518 | 44.3409 | 44.5297 | 44.718 | 44.906 | 45.0935 | 45.2807 | 45.4673 | 45.6536 | 45.8393 | 46.0246 | 46.2094 | 46.3936 | 46.5774 | 46.7606 | 46.9432 | 47.1253 | 47.307 | 47.4879 | 47.6682 | 47.8479
| -64 | #N/A | #N/A | #N/A | #N/A | #N/A | #N/A | #N/A | #N/A | #N/A | #N/A | #N/A |  | -64 | #N/A | #N/A | #N/A | #N/A | #N/A | #N/A | #N/A | #N/A | #N/A | #N/A | #N/A | R134a | 37 | 157 | #N/A | #N/A | #N/A | #N/A | #N/A | #N/A | #N/A | #N/A | #N/A | #N/A | #N/A | #N/A | #N/A | #N/A | #N/A | #N/A | #N/A | #N/A | #N/A | #N/A | 39.7931 | 39.9867 | 40.1802 | 40.3735 | 40.5667 | 40.7597 | 40.9525 | 41.1452 | 41.3376 | 41.5299 | 41.7219 | 41.9137 | 42.1053 | 42.2966 | 42.4876 | 42.6783 | 42.8688 | 43.0589 | 43.2488 | 43.4382 | 43.6274 | 43.8162 | 44.0046 | 44.1926 | 44.3802 | 44.5674 | 44.7542 | 44.9406 | 45.1265 | 45.3119 | 45.4969 | 45.6813 | 45.8653 | 46.0487 | 46.2316 | 46.4139 | 46.5956 | 46.777 | 46.9576 | 47.1376 | 47.3169
| -63 | #N/A | #N/A | #N/A | #N/A | #N/A | #N/A | #N/A | #N/A | #N/A | #N/A | #N/A |  | -63 | #N/A | #N/A | #N/A | #N/A | #N/A | #N/A | #N/A | #N/A | #N/A | #N/A | #N/A | R134a | 38 | 158 | #N/A | #N/A | #N/A | #N/A | #N/A | #N/A | #N/A | #N/A | #N/A | #N/A | #N/A | #N/A | #N/A | #N/A | #N/A | #N/A | #N/A | #N/A | #N/A | #N/A | 39.275 | 39.4683 | 39.6614 | 39.8543 | 40.0472 | 40.2398 | 40.4323 | 40.6247 | 40.8168 | 41.0087 | 41.2004 | 41.3918 | 41.583 | 41.774 | 41.9647 | 42.1551 | 42.3452 | 42.535 | 42.7245 | 42.9136 | 43.1024 | 43.2909 | 43.479 | 43.6667 | 43.8539 | 44.0408 | 44.2273 | 44.4133 | 44.5989 | 44.784 | 44.9686 | 45.1527 | 45.3363 | 45.5194 | 45.702 | 45.884 | 46.0654 | 46.2465 | 46.4267 | 46.6064 | 46.7854
| -62 | #N/A | #N/A | #N/A | #N/A | #N/A | #N/A | #N/A | #N/A | #N/A | #N/A | #N/A |  | -62 | #N/A | #N/A | #N/A | #N/A | #N/A | #N/A | #N/A | #N/A | #N/A | #N/A | #N/A | R134a | 39 | 159 | #N/A | #N/A | #N/A | #N/A | #N/A | #N/A | #N/A | #N/A | #N/A | #N/A | #N/A | #N/A | #N/A | #N/A | #N/A | #N/A | #N/A | #N/A | #N/A | #N/A | 38.7565 | 38.9493 | 39.1421 | 39.3347 | 39.5272 | 39.7195 | 39.9117 | 40.1037 | 40.2954 | 40.487 | 40.6783 | 40.8694 | 41.0603 | 41.2509 | 41.4413 | 41.6313 | 41.8211 | 42.0106 | 42.1997 | 42.3885 | 42.577 | 42.7651 | 42.9528 | 43.1402 | 43.3271 | 43.5137 | 43.6998 | 43.8855 | 44.0707 | 44.2554 | 44.4397 | 44.6235 | 44.8068 | 44.9896 | 45.1718 | 45.3535 | 45.5346 | 45.7153 | 45.8952 | 46.0746 | 46.2533
| -61 | #N/A | #N/A | #N/A | #N/A | #N/A | #N/A | #N/A | #N/A | #N/A | #N/A | #N/A |  | -61 | #N/A | #N/A | #N/A | #N/A | #N/A | #N/A | #N/A | #N/A | #N/A | #N/A | #N/A | R134a | 40 | 160 | #N/A | #N/A | #N/A | #N/A | #N/A | #N/A | #N/A | #N/A | #N/A | #N/A | #N/A | #N/A | #N/A | #N/A | #N/A | #N/A | #N/A | #N/A | #N/A | #N/A | 38.2374 | 38.43 | 38.6224 | 38.8146 | 39.0068 | 39.1987 | 39.3905 | 39.5822 | 39.7736 | 39.9648 | 40.1558 | 40.3465 | 40.5371 | 40.7273 | 40.9173 | 41.107 | 41.2965 | 41.4856 | 41.6744 | 41.8628 | 42.0509 | 42.2387 | 42.4261 | 42.6131 | 42.7997 | 42.9859 | 43.1717 | 43.357 | 43.5419 | 43.7264 | 43.9103 | 44.0938 | 44.2767 | 44.4591 | 44.641 | 44.8224 | 45.0031 | 45.1835 | 45.3631 | 45.5421 | 45.7205
| -60 | #N/A | #N/A | #N/A | #N/A | #N/A | #N/A | #N/A | #N/A | #N/A | #N/A | #N/A |  | -60 | #N/A | #N/A | #N/A | #N/A | #N/A | #N/A | #N/A | #N/A | #N/A | #N/A | #N/A | R134a | 41 | 161 | #N/A | #N/A | #N/A | #N/A | #N/A | #N/A | #N/A | #N/A | #N/A | #N/A | #N/A | #N/A | #N/A | #N/A | #N/A | #N/A | #N/A | #N/A | #N/A | #N/A | 37.7179 | 37.9101 | 38.1021 | 38.294 | 38.4858 | 38.6774 | 38.8689 | 39.0601 | 39.2512 | 39.4421 | 39.6327 | 39.8231 | 40.0133 | 40.2032 | 40.3928 | 40.5822 | 40.7713 | 40.96 | 41.1485 | 41.3366 | 41.5244 | 41.7118 | 41.8988 | 42.0855 | 42.2717 | 42.4576 | 42.643 | 42.828 | 43.0126 | 43.1967 | 43.3803 | 43.5634 | 43.746 | 43.9281 | 44.1096 | 44.2906 | 44.4711 | 44.6511 | 44.8304 | 45.0091 | 45.1871
| -59 | #N/A | #N/A | #N/A | #N/A | #N/A | #N/A | #N/A | #N/A | #N/A | #N/A | #N/A |  | -59 | #N/A | #N/A | #N/A | #N/A | #N/A | #N/A | #N/A | #N/A | #N/A | #N/A | #N/A | R134a | 42 | 162 | #N/A | #N/A | #N/A | #N/A | #N/A | #N/A | #N/A | #N/A | #N/A | #N/A | #N/A | #N/A | #N/A | #N/A | #N/A | #N/A | #N/A | #N/A | #N/A | #N/A | 37.1979 | 37.3897 | 37.5814 | 37.7729 | 37.9643 | 38.1556 | 38.3467 | 38.5376 | 38.7283 | 38.9188 | 39.1091 | 39.2991 | 39.4889 | 39.6785 | 39.8678 | 40.0568 | 40.2455 | 40.4339 | 40.622 | 40.8098 | 40.9972 | 41.1842 | 41.3709 | 41.5572 | 41.7432 | 41.9287 | 42.1138 | 42.2984 | 42.4826 | 42.6664 | 42.8496 | 43.0324 | 43.2147 | 43.3964 | 43.5776 | 43.7583 | 43.9384 | 44.1181 | 44.297 | 44.4754 | 44.6531
| -58 | #N/A | #N/A | #N/A | #N/A | #N/A | #N/A | #N/A | #N/A | #N/A | #N/A | #N/A |  | -58 | #N/A | #N/A | #N/A | #N/A | #N/A | #N/A | #N/A | #N/A | #N/A | #N/A | #N/A | R134a | 43 | 163 | #N/A | #N/A | #N/A | #N/A | #N/A | #N/A | #N/A | #N/A | #N/A | #N/A | #N/A | #N/A | #N/A | #N/A | #N/A | #N/A | #N/A | #N/A | #N/A | #N/A | 36.6773 | 36.8687 | 37.0601 | 37.2513 | 37.4423 | 37.6332 | 37.8239 | 38.0145 | 38.2048 | 38.395 | 38.5849 | 38.7746 | 38.964 | 39.1532 | 39.3421 | 39.5308 | 39.7191 | 39.9072 | 40.0949 | 40.2823 | 40.4694 | 40.6561 | 40.8424 | 41.0284 | 41.214 | 41.3991 | 41.5839 | 41.7682 | 41.952 | 42.1354 | 42.3183 | 42.5007 | 42.6827 | 42.8641 | 43.0449 | 43.2253 | 43.405 | 43.5844 | 43.763 | 43.941 | 44.1184
| -57 | #N/A | #N/A | #N/A | #N/A | #N/A | #N/A | #N/A | #N/A | #N/A | #N/A | #N/A |  | -57 | #N/A | #N/A | #N/A | #N/A | #N/A | #N/A | #N/A | #N/A | #N/A | #N/A | #N/A | R134a | 44 | 164 | #N/A | #N/A | #N/A | #N/A | #N/A | #N/A | #N/A | #N/A | #N/A | #N/A | #N/A | #N/A | #N/A | #N/A | #N/A | #N/A | #N/A | #N/A | #N/A | #N/A | 36.1562 | 36.3472 | 36.5382 | 36.729 | 36.9197 | 37.1102 | 37.3006 | 37.4908 | 37.6808 | 37.8705 | 38.0601 | 38.2494 | 38.4385 | 38.6273 | 38.8159 | 39.0042 | 39.1922 | 39.3799 | 39.5672 | 39.7543 | 39.941 | 40.1273 | 40.3133 | 40.4989 | 40.6841 | 40.8689 | 41.0533 | 41.2372 | 41.4207 | 41.6038 | 41.7863 | 41.9684 | 42.15 | 42.331 | 42.5116 | 42.6915 | 42.8709 | 43.05 | 43.2283 | 43.4059 | 43.5829
| -56 | #N/A | #N/A | #N/A | #N/A | #N/A | #N/A | #N/A | #N/A | #N/A | #N/A | #N/A |  | -56 | #N/A | #N/A | #N/A | #N/A | #N/A | #N/A | #N/A | #N/A | #N/A | #N/A | #N/A | R134a | 45 | 165 | #N/A | #N/A | #N/A | #N/A | #N/A | #N/A | #N/A | #N/A | #N/A | #N/A | #N/A | #N/A | #N/A | #N/A | #N/A | #N/A | #N/A | #N/A | #N/A | #N/A | 35.6345 | 35.8252 | 36.0158 | 36.2062 | 36.3965 | 36.5867 | 36.7767 | 36.9665 | 37.1561 | 37.3455 | 37.5347 | 37.7236 | 37.9124 | 38.1008 | 38.289 | 38.4769 | 38.6646 | 38.8519 | 39.0389 | 39.2256 | 39.4119 | 39.5979 | 39.7835 | 39.9688 | 40.1536 | 40.338 | 40.5221 | 40.7056 | 40.8888 | 41.0715 | 41.2537 | 41.4354 | 41.6166 | 41.7973 | 41.9775 | 42.1571 | 42.3362 | 42.5149 | 42.6928 | 42.8701 | 43.0468
| -55 | #N/A | #N/A | #N/A | #N/A | #N/A | #N/A | #N/A | #N/A | #N/A | #N/A | #N/A |  | -55 | #N/A | #N/A | #N/A | #N/A | #N/A | #N/A | #N/A | #N/A | #N/A | #N/A | #N/A | R134a | 46 | 166 | #N/A | #N/A | #N/A | #N/A | #N/A | #N/A | #N/A | #N/A | #N/A | #N/A | #N/A | #N/A | #N/A | #N/A | #N/A | #N/A | #N/A | #N/A | #N/A | #N/A | 35.1122 | 35.3025 | 35.4927 | 35.6828 | 35.8727 | 36.0625 | 36.2521 | 36.4416 | 36.6308 | 36.8198 | 37.0086 | 37.1972 | 37.3856 | 37.5737 | 37.7615 | 37.949 | 38.1363 | 38.3232 | 38.5099 | 38.6962 | 38.8822 | 39.0678 | 39.253 | 39.4379 | 39.6224 | 39.8065 | 39.9901 | 40.1733 | 40.3561 | 40.5384 | 40.7203 | 40.9016 | 41.0825 | 41.2629 | 41.4427 | 41.6219 | 41.8006 | 41.979 | 42.1565 | 42.3335 | 42.5098
| -54 | #N/A | #N/A | #N/A | #N/A | #N/A | #N/A | #N/A | #N/A | #N/A | #N/A | #N/A |  | -54 | #N/A | #N/A | #N/A | #N/A | #N/A | #N/A | #N/A | #N/A | #N/A | #N/A | #N/A | R134a | 47 | 167 | #N/A | #N/A | #N/A | #N/A | #N/A | #N/A | #N/A | #N/A | #N/A | #N/A | #N/A | #N/A | #N/A | #N/A | #N/A | #N/A | #N/A | #N/A | #N/A | #N/A | 34.5893 | 34.7792 | 34.9691 | 35.1588 | 35.3483 | 35.5377 | 35.7269 | 35.916 | 36.1048 | 36.2935 | 36.4819 | 36.6701 | 36.8581 | 37.0458 | 37.2333 | 37.4204 | 37.6073 | 37.7939 | 37.9802 | 38.1661 | 38.3517 | 38.5369 | 38.7218 | 38.9063 | 39.0904 | 39.2741 | 39.4574 | 39.6403 | 39.8227 | 40.0047 | 40.1861 | 40.3671 | 40.5476 | 40.7276 | 40.9071 | 41.086 | 41.2643 | 41.4423 | 41.6195 | 41.7961 | 41.9721
| -53 | #N/A | #N/A | #N/A | #N/A | #N/A | #N/A | #N/A | #N/A | #N/A | #N/A | #N/A |  | -53 | #N/A | #N/A | #N/A | #N/A | #N/A | #N/A | #N/A | #N/A | #N/A | #N/A | #N/A | R134a | 48 | 168 | #N/A | #N/A | #N/A | #N/A | #N/A | #N/A | #N/A | #N/A | #N/A | #N/A | #N/A | #N/A | #N/A | #N/A | #N/A | #N/A | #N/A | #N/A | #N/A | #N/A | 34.0657 | 34.2553 | 34.4447 | 34.634 | 34.8232 | 35.0122 | 35.2011 | 35.3897 | 35.5782 | 35.7665 | 35.9545 | 36.1423 | 36.3299 | 36.5173 | 36.7043 | 36.8911 | 37.0776 | 37.2638 | 37.4497 | 37.6353 | 37.8205 | 38.0054 | 38.1899 | 38.374 | 38.5577 | 38.7411 | 38.924 | 39.1065 | 39.2885 | 39.4701 | 39.6512 | 39.8318 | 40.012 | 40.1916 | 40.3707 | 40.5492 | 40.7272 | 40.9048 | 41.0817 | 41.2579 | 41.4335
| -52 | #N/A | #N/A | #N/A | #N/A | #N/A | #N/A | #N/A | #N/A | #N/A | #N/A | #N/A |  | -52 | #N/A | #N/A | #N/A | #N/A | #N/A | #N/A | #N/A | #N/A | #N/A | #N/A | #N/A | R134a | 49 | 169 | #N/A | #N/A | #N/A | #N/A | #N/A | #N/A | #N/A | #N/A | #N/A | #N/A | #N/A | #N/A | #N/A | #N/A | #N/A | #N/A | #N/A | #N/A | #N/A | #N/A | 33.5415 | 33.7306 | 33.9197 | 34.1086 | 34.2974 | 34.486 | 34.6745 | 34.8627 | 35.0508 | 35.2387 | 35.4264 | 35.6138 | 35.801 | 35.988 | 36.1746 | 36.3611 | 36.5472 | 36.733 | 36.9185 | 37.1037 | 37.2885 | 37.473 | 37.6571 | 37.8409 | 38.0242 | 38.2072 | 38.3897 | 38.5718 | 38.7535 | 38.9347 | 39.1155 | 39.2957 | 39.4755 | 39.6547 | 39.8334 | 40.0116 | 40.1892 | 40.3665 | 40.543 | 40.7189 | 40.8941
| -51 | #N/A | #N/A | #N/A | #N/A | #N/A | #N/A | #N/A | #N/A | #N/A | #N/A | #N/A |  | -51 | #N/A | #N/A | #N/A | #N/A | #N/A | #N/A | #N/A | #N/A | #N/A | #N/A | #N/A | R134a | 50 | 170 | #N/A | #N/A | #N/A | #N/A | #N/A | #N/A | #N/A | #N/A | #N/A | #N/A | #N/A | #N/A | #N/A | #N/A | #N/A | #N/A | #N/A | #N/A | #N/A | #N/A | 33.0165 | 33.2053 | 33.3939 | 33.5825 | 33.7709 | 33.9591 | 34.1471 | 34.335 | 34.5227 | 34.7102 | 34.8975 | 35.0845 | 35.2713 | 35.4579 | 35.6442 | 35.8302 | 36.0159 | 36.2014 | 36.3865 | 36.5713 | 36.7557 | 36.9398 | 37.1236 | 37.3069 | 37.4899 | 37.6725 | 37.8546 | 38.0364 | 38.2176 | 38.3985 | 38.5788 | 38.7587 | 38.9381 | 39.117 | 39.2953 | 39.4731 | 39.6504 | 39.8273 | 40.0034 | 40.1789 | 40.3538
| -50 | #N/A | #N/A | #N/A | #N/A | #N/A | #N/A | #N/A | #N/A | 482706.53 | #N/A | #N/A |  | -50 | 109778.9 | #N/A | 64352.39 | #N/A | 82314.23 | 87978.97 | #N/A | #N/A | 482706.53 | #N/A | #N/A | R134a | 51 | 171 | #N/A | #N/A | #N/A | #N/A | #N/A | #N/A | #N/A | #N/A | #N/A | #N/A | #N/A | #N/A | #N/A | #N/A | #N/A | #N/A | #N/A | #N/A | #N/A | #N/A | 32.4908 | 32.6792 | 32.8674 | 33.0556 | 33.2435 | 33.4314 | 33.619 | 33.8065 | 33.9938 | 34.1809 | 34.3678 | 34.5544 | 34.7408 | 34.927 | 35.1129 | 35.2985 | 35.4839 | 35.6689 | 35.8536 | 36.038 | 36.2221 | 36.4058 | 36.5891 | 36.7721 | 36.9547 | 37.1369 | 37.3187 | 37.5 | 37.6809 | 37.8614 | 38.0413 | 38.2208 | 38.3998 | 38.5783 | 38.7563 | 38.9337 | 39.1106 | 39.2871 | 39.4628 | 39.638 | 39.8125
| -49 | #N/A | #N/A | #N/A | #N/A | #N/A | #N/A | #N/A | #N/A | 502726.15 | #N/A | #N/A |  | -49 | 115358.24 | #N/A | 67725.93 | #N/A | 86535.43 | 92413.73 | #N/A | #N/A | 502726.15 | #N/A | #N/A | R134a | 52 | 172 | #N/A | #N/A | #N/A | #N/A | #N/A | #N/A | #N/A | #N/A | #N/A | #N/A | #N/A | #N/A | #N/A | #N/A | #N/A | #N/A | #N/A | #N/A | #N/A | #N/A | 31.9643 | 32.1523 | 32.3401 | 32.5278 | 32.7154 | 32.9028 | 33.0901 | 33.2772 | 33.4641 | 33.6508 | 33.8372 | 34.0235 | 34.2095 | 34.3953 | 34.5808 | 34.766 | 34.9509 | 35.1355 | 35.3199 | 35.5039 | 35.6875 | 35.8709 | 36.0538 | 36.2364 | 36.4186 | 36.6004 | 36.7818 | 36.9627 | 37.1432 | 37.3233 | 37.5029 | 37.682 | 37.8606 | 38.0387 | 38.2163 | 38.3933 | 38.5698 | 38.746 | 38.9213 | 39.0961 | 39.2702
| -48 | #N/A | #N/A | #N/A | #N/A | #N/A | #N/A | #N/A | #N/A | 523364.07 | #N/A | #N/A |  | -48 | 121159.84 | #N/A | 71239.53 | #N/A | 90925.68 | 97023.09 | #N/A | #N/A | 523364.07 | #N/A | #N/A | R134a | 53 | 173 | #N/A | #N/A | #N/A | #N/A | #N/A | #N/A | #N/A | #N/A | #N/A | #N/A | #N/A | #N/A | #N/A | #N/A | #N/A | #N/A | #N/A | #N/A | #N/A | #N/A | 31.437 | 31.6245 | 31.812 | 31.9993 | 32.1865 | 32.3735 | 32.5603 | 32.747 | 32.9335 | 33.1198 | 33.3058 | 33.4917 | 33.6773 | 33.8626 | 34.0477 | 34.2325 | 34.4171 | 34.6013 | 34.7852 | 34.9688 | 35.1521 | 35.335 | 35.5175 | 35.6997 | 35.8815 | 36.0629 | 36.2439 | 36.4245 | 36.6046 | 36.7842 | 36.9634 | 37.1422 | 37.3204 | 37.4981 | 37.6753 | 37.852 | 38.0281 | 38.2038 | 38.3788 | 38.5532 | 38.7269
| -47 | #N/A | #N/A | #N/A | #N/A | #N/A | #N/A | #N/A | #N/A | 544632.14 | #N/A | #N/A |  | -47 | 127189.83 | #N/A | 74897.3 | #N/A | 95489.68 | 101811.84 | #N/A | #N/A | 544632.14 | #N/A | #N/A | R134a | 54 | 174 | #N/A | #N/A | #N/A | #N/A | #N/A | #N/A | #N/A | #N/A | #N/A | #N/A | #N/A | #N/A | #N/A | #N/A | #N/A | #N/A | #N/A | #N/A | #N/A | #N/A | 30.9088 | 31.0959 | 31.2829 | 31.4698 | 31.6566 | 31.8432 | 32.0296 | 32.2159 | 32.402 | 32.5878 | 32.7735 | 32.9589 | 33.1441 | 33.329 | 33.5137 | 33.6981 | 33.8822 | 34.0661 | 34.2496 | 34.4328 | 34.6156 | 34.7981 | 34.9803 | 35.162 | 35.3434 | 35.5244 | 35.705 | 35.8852 | 36.0649 | 36.2442 | 36.423 | 36.6013 | 36.7791 | 36.9564 | 37.1332 | 37.3095 | 37.4852 | 37.6606 | 37.8352 | 38.0092 | 38.1825
| -46 | #N/A | #N/A | #N/A | #N/A | #N/A | #N/A | #N/A | #N/A | 566542.33 | #N/A | #N/A |  | -46 | 133454.45 | #N/A | 78703.41 | #N/A | 100232.16 | 106784.82 | #N/A | #N/A | 566542.33 | #N/A | #N/A | R134a | 55 | 175 | #N/A | #N/A | #N/A | #N/A | #N/A | #N/A | #N/A | #N/A | #N/A | #N/A | #N/A | #N/A | #N/A | #N/A | #N/A | #N/A | #N/A | #N/A | #N/A | #N/A | 30.3797 | 30.5664 | 30.753 | 30.9395 | 31.1258 | 31.312 | 31.498 | 31.6838 | 31.8695 | 32.0549 | 32.2401 | 32.4252 | 32.6099 | 32.7944 | 32.9787 | 33.1627 | 33.3464 | 33.5298 | 33.7129 | 33.8957 | 34.0781 | 34.2602 | 34.442 | 34.6233 | 34.8043 | 34.9849 | 35.1651 | 35.3448 | 35.5241 | 35.703 | 35.8814 | 36.0593 | 36.2367 | 36.4137 | 36.5901 | 36.7659 | 36.9412 | 37.1162 | 37.2904 | 37.464 | 37.637
| -45 | #N/A | #N/A | #N/A | #N/A | #N/A | #N/A | #N/A | #N/A | 589106.67 | #N/A | #N/A |  | -45 | 139960.01 | #N/A | 82662.11 | #N/A | 105157.94 | 111946.92 | #N/A | #N/A | 589106.67 | #N/A | #N/A | R134a | 56 | 176 | #N/A | #N/A | #N/A | #N/A | #N/A | #N/A | #N/A | #N/A | #N/A | #N/A | #N/A | #N/A | #N/A | #N/A | #N/A | #N/A | #N/A | #N/A | #N/A | #N/A | 29.8496 | 30.0359 | 30.2221 | 30.4081 | 30.594 | 30.7798 | 30.9653 | 31.1507 | 31.336 | 31.521 | 31.7058 | 31.8904 | 32.0747 | 32.2588 | 32.4427 | 32.6262 | 32.8095 | 32.9925 | 33.1752 | 33.3575 | 33.5396 | 33.7212 | 33.9026 | 34.0835 | 34.2641 | 34.4442 | 34.624 | 34.8033 | 34.9822 | 35.1607 | 35.3387 | 35.5162 | 35.6932 | 35.8697 | 36.0457 | 36.2212 | 36.3961 | 36.5707 | 36.7445 | 36.9177 | 37.0902
| -44 | #N/A | #N/A | #N/A | #N/A | #N/A | #N/A | #N/A | #N/A | 612337.27 | #N/A | #N/A |  | -44 | 146712.9 | #N/A | 86777.67 | #N/A | 110271.87 | 117303.12 | #N/A | #N/A | #N/A | #N/A | #N/A | R134a | 57 | 177 | #N/A | #N/A | #N/A | #N/A | #N/A | #N/A | #N/A | #N/A | #N/A | #N/A | #N/A | #N/A | #N/A | #N/A | #N/A | #N/A | #N/A | #N/A | #N/A | #N/A | 29.3185 | 29.5043 | 29.6901 | 29.8757 | 30.0612 | 30.2465 | 30.4316 | 30.6166 | 30.8014 | 30.986 | 31.1704 | 31.3545 | 31.5384 | 31.7221 | 31.9055 | 32.0886 | 32.2715 | 32.4541 | 32.6363 | 32.8182 | 32.9998 | 33.1811 | 33.362 | 33.5425 | 33.7227 | 33.9024 | 34.0817 | 34.2607 | 34.4391 | 34.6172 | 34.7948 | 34.9719 | 35.1485 | 35.3246 | 35.5001 | 35.6752 | 35.8497 | 36.0239 | 36.1972 | 36.37 | 36.5422
| -43 | #N/A | #N/A | #N/A | #N/A | #N/A | #N/A | #N/A | #N/A | 636246.35 | #N/A | #N/A |  | -43 | 153719.59 | #N/A | 91054.46 | #N/A | 115578.88 | 122858.43 | #N/A | #N/A | #N/A | #N/A | #N/A | R134a | 58 | 178 | #N/A | #N/A | #N/A | #N/A | #N/A | #N/A | #N/A | #N/A | #N/A | #N/A | #N/A | #N/A | #N/A | #N/A | #N/A | #N/A | #N/A | #N/A | #N/A | #N/A | 28.7863 | 28.9717 | 29.157 | 29.3422 | 29.5272 | 29.7121 | 29.8968 | 30.0813 | 30.2657 | 30.4498 | 30.6338 | 30.8175 | 31.001 | 31.1842 | 31.3672 | 31.5499 | 31.7323 | 31.9144 | 32.0962 | 32.2777 | 32.4589 | 32.6397 | 32.8202 | 33.0003 | 33.18 | 33.3593 | 33.5382 | 33.7167 | 33.8948 | 34.0724 | 34.2496 | 34.4262 | 34.6024 | 34.7781 | 34.9533 | 35.1279 | 35.302 | 35.4757 | 35.6487 | 35.8211 | 35.9929
| -42 | #N/A | #N/A | #N/A | #N/A | #N/A | #N/A | #N/A | #N/A | 660846.21 | #N/A | #N/A |  | -42 | 160986.63 | #N/A | 95496.87 | #N/A | 121083.93 | 128617.94 | #N/A | #N/A | #N/A | #N/A | #N/A | R134a | 59 | 179 | #N/A | #N/A | #N/A | #N/A | #N/A | #N/A | #N/A | #N/A | #N/A | #N/A | #N/A | #N/A | #N/A | #N/A | #N/A | #N/A | #N/A | #N/A | #N/A | #N/A | 28.253 | 28.438 | 28.6228 | 28.8075 | 28.9921 | 29.1765 | 29.3608 | 29.5449 | 29.7288 | 29.9125 | 30.096 | 30.2793 | 30.4623 | 30.6451 | 30.8276 | 31.0099 | 31.1919 | 31.3735 | 31.5549 | 31.736 | 31.9167 | 32.0971 | 32.2771 | 32.4568 | 32.6361 | 32.815 | 32.9934 | 33.1715 | 33.3491 | 33.5263 | 33.703 | 33.8793 | 34.055 | 34.2303 | 34.405 | 34.5793 | 34.7529 | 34.9262 | 35.0988 | 35.2708 | 35.4421
| -41 | #N/A | #N/A | #N/A | #N/A | #N/A | #N/A | #N/A | #N/A | 686149.25 | #N/A | #N/A |  | -41 | 168520.63 | #N/A | 100109.38 | #N/A | 126792.06 | 134586.78 | #N/A | #N/A | #N/A | #N/A | #N/A | R134a | 60 | 180 | #N/A | #N/A | #N/A | #N/A | #N/A | #N/A | #N/A | #N/A | #N/A | #N/A | #N/A | #N/A | #N/A | #N/A | #N/A | #N/A | #N/A | #N/A | #N/A | #N/A | 27.7185 | 27.903 | 28.0874 | 28.2716 | 28.4558 | 28.6397 | 28.8235 | 29.0072 | 29.1906 | 29.3739 | 29.5569 | 29.7397 | 29.9223 | 30.1047 | 30.2867 | 30.4686 | 30.6501 | 30.8313 | 31.0123 | 31.1929 | 31.3732 | 31.5531 | 31.7327 | 31.9119 | 32.0907 | 32.2692 | 32.4472 | 32.6248 | 32.802 | 32.9788 | 33.1551 | 33.3309 | 33.5062 | 33.681 | 33.8554 | 34.0291 | 34.2024 | 34.3753 | 34.5474 | 34.719 | 34.8899
| -40 | #N/A | #N/A | #N/A | #N/A | #N/A | #N/A | #N/A | #N/A | 712167.98 | #N/A | 999857.08 |  | -40 | 176328.31 | #N/A | 104896.5 | #N/A | 132708.35 | 140770.14 | #N/A | #N/A | #N/A | #N/A | #N/A | R134a | 61 | 181 | #N/A | #N/A | #N/A | #N/A | #N/A | #N/A | #N/A | #N/A | #N/A | #N/A | #N/A | #N/A | #N/A | #N/A | #N/A | #N/A | #N/A | #N/A | #N/A | #N/A | 27.1827 | 27.3667 | 27.5506 | 27.7344 | 27.9181 | 28.1016 | 28.285 | 28.4681 | 28.6511 | 28.8339 | 29.0165 | 29.1989 | 29.381 | 29.5629 | 29.7445 | 29.9258 | 30.1069 | 30.2877 | 30.4682 | 30.6483 | 30.8282 | 31.0077 | 31.1868 | 31.3656 | 31.544 | 31.722 | 31.8996 | 32.0767 | 32.2535 | 32.4298 | 32.6056 | 32.781 | 32.9559 | 33.1303 | 33.3042 | 33.4775 | 33.6503 | 33.8228 | 33.9945 | 34.1656 | 34.3361
| -39 | #N/A | #N/A | #N/A | #N/A | #N/A | #N/A | #N/A | #N/A | 738915 | #N/A | 1036990.49 |  | -39 | 184416.44 | #N/A | 109862.8 | #N/A | 138837.95 | 147173.28 | #N/A | #N/A | #N/A | #N/A | #N/A | R134a | 62 | 182 | #N/A | #N/A | #N/A | #N/A | #N/A | #N/A | #N/A | #N/A | #N/A | #N/A | #N/A | #N/A | #N/A | #N/A | #N/A | #N/A | #N/A | #N/A | #N/A | #N/A | 26.6455 | 26.8291 | 27.0125 | 27.1959 | 27.3791 | 27.5621 | 27.745 | 27.9277 | 28.1102 | 28.2925 | 28.4746 | 28.6565 | 28.8382 | 29.0196 | 29.2008 | 29.3817 | 29.5623 | 29.7426 | 29.9226 | 30.1023 | 30.2817 | 30.4607 | 30.6394 | 30.8177 | 30.9956 | 31.1732 | 31.3503 | 31.527 | 31.7033 | 31.8792 | 32.0546 | 32.2295 | 32.404 | 32.5779 | 32.7513 | 32.9242 | 33.0966 | 33.2686 | 33.4399 | 33.6105 | 33.7806
| -38 | #N/A | #N/A | #N/A | #N/A | #N/A | #N/A | #N/A | #N/A | 766403.02 | #N/A | 1075169.83 |  | -38 | 192791.86 | #N/A | 115012.91 | #N/A | 145186.05 | 153801.5 | #N/A | #N/A | #N/A | #N/A | #N/A | R134a | 63 | 183 | #N/A | #N/A | #N/A | #N/A | #N/A | #N/A | #N/A | #N/A | #N/A | #N/A | #N/A | #N/A | #N/A | #N/A | #N/A | #N/A | #N/A | #N/A | #N/A | #N/A | 26.1069 | 26.29 | 26.473 | 26.6558 | 26.8385 | 27.0211 | 27.2035 | 27.3857 | 27.5678 | 27.7496 | 27.9313 | 28.1127 | 28.2939 | 28.4748 | 28.6555 | 28.8359 | 29.0161 | 29.1959 | 29.3755 | 29.5547 | 29.7336 | 29.9122 | 30.0904 | 30.2682 | 30.4457 | 30.6228 | 30.7994 | 30.9757 | 31.1515 | 31.3269 | 31.5019 | 31.6763 | 31.8503 | 32.0238 | 32.1968 | 32.3692 | 32.5412 | 32.7127 | 32.8835 | 33.0538 | 33.2234
| -37 | #N/A | #N/A | #N/A | #N/A | #N/A | #N/A | #N/A | #N/A | 794644.88 | #N/A | 1114413.9 |  | -37 | 201461.52 | #N/A | 120351.52 | #N/A | 151757.88 | 160660.16 | #N/A | #N/A | #N/A | #N/A | #N/A | R134a | 64 | 184 | #N/A | #N/A | #N/A | #N/A | #N/A | #N/A | #N/A | #N/A | #N/A | #N/A | #N/A | #N/A | #N/A | #N/A | #N/A | #N/A | #N/A | #N/A | #N/A | #N/A | 25.5667 | 25.7494 | 25.9319 | 26.1142 | 26.2965 | 26.4785 | 26.6605 | 26.8422 | 27.0238 | 27.2051 | 27.3863 | 27.5672 | 27.7479 | 27.9284 | 28.1086 | 28.2885 | 28.4682 | 28.6476 | 28.8266 | 29.0054 | 29.1838 | 29.3619 | 29.5396 | 29.717 | 29.894 | 30.0706 | 30.2468 | 30.4226 | 30.598 | 30.7729 | 30.9474 | 31.1214 | 31.2949 | 31.4679 | 31.6405 | 31.8124 | 31.9839 | 32.155 | 32.3254 | 32.4952 | 32.6643
| -36 | #N/A | #N/A | #N/A | #N/A | #N/A | #N/A | #N/A | #N/A | 823653.54 | #N/A | 1154741.58 |  | -36 | 210432.41 | #N/A | 125883.35 | #N/A | 158558.76 | 167754.66 | #N/A | #N/A | #N/A | #N/A | #N/A | R134a | 65 | 185 | #N/A | #N/A | #N/A | #N/A | #N/A | #N/A | #N/A | #N/A | #N/A | #N/A | #N/A | #N/A | #N/A | #N/A | #N/A | #N/A | #N/A | #N/A | #N/A | #N/A | 25.025 | 25.2071 | 25.3891 | 25.571 | 25.7527 | 25.9343 | 26.1157 | 26.297 | 26.478 | 26.6589 | 26.8396 | 27.02 | 27.2002 | 27.3802 | 27.5599 | 27.7394 | 27.9185 | 28.0974 | 28.276 | 28.4543 | 28.6322 | 28.8098 | 28.9871 | 29.164 | 29.3405 | 29.5166 | 29.6923 | 29.8677 | 30.0425 | 30.217 | 30.391 | 30.5645 | 30.7376 | 30.9101 | 31.0822 | 31.2537 | 31.4247 | 31.5953 | 31.7652 | 31.9346 | 32.1033
| -35 | #N/A | #N/A | #N/A | #N/A | #N/A | #N/A | #N/A | #N/A | 853442.06 | #N/A | 1196171.83 |  | -35 | 219711.6 | #N/A | 131613.2 | #N/A | 165594.01 | 175090.47 | #N/A | #N/A | #N/A | #N/A | #N/A | R134a | 66 | 186 | #N/A | #N/A | #N/A | #N/A | #N/A | #N/A | #N/A | #N/A | #N/A | #N/A | #N/A | #N/A | #N/A | #N/A | #N/A | #N/A | #N/A | #N/A | #N/A | #N/A | 24.4815 | 24.6631 | 24.8446 | 25.026 | 25.2072 | 25.3883 | 25.5692 | 25.7499 | 25.9305 | 26.1109 | 26.291 | 26.471 | 26.6507 | 26.8302 | 27.0094 | 27.1883 | 27.367 | 27.5454 | 27.7235 | 27.9013 | 28.0787 | 28.2558 | 28.4326 | 28.609 | 28.785 | 28.9606 | 29.1359 | 29.3107 | 29.4851 | 29.6591 | 29.8326 | 30.0057 | 30.1782 | 30.3503 | 30.5219 | 30.6929 | 30.8634 | 31.0336 | 31.203 | 31.3719 | 31.5401
| -34 | #N/A | #N/A | #N/A | #N/A | #N/A | #N/A | #N/A | #N/A | 884023.67 | #N/A | 1238723.7 |  | -34 | 229306.25 | #N/A | 137545.88 | #N/A | 172869.05 | 182673.1 | #N/A | #N/A | #N/A | #N/A | #N/A | R134a | 67 | 187 | #N/A | #N/A | #N/A | #N/A | #N/A | #N/A | #N/A | #N/A | #N/A | #N/A | #N/A | #N/A | #N/A | #N/A | #N/A | #N/A | #N/A | #N/A | #N/A | #N/A | 23.9361 | 24.1172 | 24.2982 | 24.4791 | 24.6598 | 24.8404 | 25.0208 | 25.201 | 25.3811 | 25.5609 | 25.7406 | 25.92 | 26.0992 | 26.2782 | 26.4569 | 26.6353 | 26.8135 | 26.9914 | 27.1689 | 27.3462 | 27.5232 | 27.6998 | 27.876 | 28.0519 | 28.2275 | 28.4026 | 28.5773 | 28.7517 | 28.9256 | 29.0991 | 29.2721 | 29.4446 | 29.6167 | 29.7883 | 29.9594 | 30.13 | 30.3 | 30.4697 | 30.6386 | 30.807 | 30.9748
| -33 | #N/A | #N/A | #N/A | #N/A | #N/A | #N/A | #N/A | #N/A | 915411.73 | #N/A | 1282416.29 |  | -33 | 239223.57 | #N/A | 143686.3 | #N/A | 180389.32 | 190508.11 | #N/A | #N/A | #N/A | #N/A | #N/A | R134a | 68 | 188 | #N/A | #N/A | #N/A | #N/A | #N/A | #N/A | #N/A | #N/A | #N/A | #N/A | #N/A | #N/A | #N/A | #N/A | #N/A | #N/A | #N/A | #N/A | #N/A | #N/A | 23.3888 | 23.5694 | 23.7499 | 23.9302 | 24.1104 | 24.2904 | 24.4703 | 24.65 | 24.8295 | 25.0089 | 25.188 | 25.3669 | 25.5456 | 25.724 | 25.9022 | 26.0802 | 26.2578 | 26.4352 | 26.6123 | 26.789 | 26.9654 | 27.1415 | 27.3173 | 27.4927 | 27.6677 | 27.8423 | 28.0166 | 28.1904 | 28.3638 | 28.5368 | 28.7093 | 28.8813 | 29.0529 | 29.224 | 29.3946 | 29.5647 | 29.7342 | 29.9034 | 30.0719 | 30.2398 | 30.407
| -32 | #N/A | #N/A | #N/A | #N/A | #N/A | #N/A | #N/A | #N/A | 947619.72 | #N/A | 1327268.77 |  | -32 | 249470.87 | #N/A | 150039.39 | #N/A | 188160.3 | 198601.11 | #N/A | #N/A | #N/A | #N/A | #N/A | R134a | 69 | 189 | #N/A | #N/A | #N/A | #N/A | #N/A | #N/A | #N/A | #N/A | #N/A | #N/A | #N/A | #N/A | #N/A | #N/A | #N/A | #N/A | #N/A | #N/A | #N/A | #N/A | 22.8394 | 23.0194 | 23.1994 | 23.3792 | 23.5588 | 23.7383 | 23.9177 | 24.0969 | 24.2758 | 24.4547 | 24.6332 | 24.8116 | 24.9898 | 25.1677 | 25.3454 | 25.5228 | 25.6999 | 25.8767 | 26.0533 | 26.2295 | 26.4054 | 26.581 | 26.7562 | 26.9311 | 27.1056 | 27.2797 | 27.4534 | 27.6267 | 27.7996 | 27.9721 | 28.1441 | 28.3156 | 28.4867 | 28.6573 | 28.8274 | 28.9969 | 29.166 | 29.3347 | 29.5026 | 29.67 | 29.8368
| -31 | #N/A | #N/A | #N/A | #N/A | #N/A | #N/A | #N/A | #N/A | 980661.31 | #N/A | 1373300.39 |  | -31 | 260055.5 | #N/A | 156610.12 | #N/A | 196187.55 | 206957.74 | #N/A | #N/A | #N/A | #N/A | #N/A | R134a | 70 | 190 | #N/A | #N/A | #N/A | #N/A | #N/A | #N/A | #N/A | #N/A | #N/A | #N/A | #N/A | #N/A | #N/A | #N/A | #N/A | #N/A | #N/A | #N/A | #N/A | #N/A | 22.2877 | 22.4672 | 22.6466 | 22.8258 | 23.005 | 23.1839 | 23.3627 | 23.5414 | 23.7198 | 23.8981 | 24.0761 | 24.254 | 24.4316 | 24.6089 | 24.7861 | 24.9629 | 25.1395 | 25.3158 | 25.4918 | 25.6675 | 25.8429 | 26.0179 | 26.1926 | 26.367 | 26.5409 | 26.7145 | 26.8877 | 27.0605 | 27.2329 | 27.4048 | 27.5763 | 27.7473 | 27.9178 | 28.0879 | 28.2575 | 28.4265 | 28.5951 | 28.7632 | 28.9307 | 29.0976 | 29.2638
| -30 | #N/A | #N/A | #N/A | #N/A | #N/A | #N/A | #N/A | #N/A | 1014550.32 | #N/A | 1420530.45 |  | -30 | 270984.91 | 84365.39 | 163403.53 | #N/A | 204476.63 | 215583.73 | #N/A | 139214.32 | #N/A | #N/A | #N/A | R134a | 71 | 191 | #N/A | #N/A | #N/A | #N/A | #N/A | #N/A | #N/A | #N/A | #N/A | #N/A | #N/A | #N/A | #N/A | #N/A | #N/A | #N/A | #N/A | #N/A | #N/A | #N/A | 21.7337 | 21.9126 | 22.0914 | 22.2701 | 22.4486 | 22.627 | 22.8053 | 22.9834 | 23.1613 | 23.339 | 23.5165 | 23.6938 | 23.8708 | 24.0476 | 24.2242 | 24.4005 | 24.5765 | 24.7523 | 24.9278 | 25.1029 | 25.2777 | 25.4522 | 25.6264 | 25.8002 | 25.9736 | 26.1466 | 26.3193 | 26.4915 | 26.6634 | 26.8348 | 27.0057 | 27.1762 | 27.3462 | 27.5158 | 27.6848 | 27.8533 | 28.0213 | 28.189 | 28.3559 | 28.5223 | 28.688
| -29 | #N/A | #N/A | #N/A | #N/A | #N/A | #N/A | #N/A | #N/A | 1049300.73 | #N/A | 1468978.29 |  | -29 | 282266.61 | 88450.78 | 170424.69 | #N/A | 213033.2 | 224484.8 | #N/A | 145694.52 | #N/A | #N/A | #N/A | R134a | 72 | 192 | #N/A | #N/A | #N/A | #N/A | #N/A | #N/A | #N/A | #N/A | #N/A | #N/A | #N/A | #N/A | #N/A | #N/A | #N/A | #N/A | #N/A | #N/A | #N/A | #N/A | 21.177 | 21.3553 | 21.5336 | 21.7117 | 21.8897 | 22.0675 | 22.2452 | 22.4227 | 22.6 | 22.7772 | 22.9541 | 23.1308 | 23.3073 | 23.4836 | 23.6596 | 23.8353 | 24.0108 | 24.186 | 24.3609 | 24.5355 | 24.7097 | 24.8837 | 25.0573 | 25.2305 | 25.4034 | 25.5759 | 25.748 | 25.9197 | 26.0909 | 26.2618 | 26.4322 | 26.6021 | 26.7716 | 26.9406 | 27.1091 | 27.2771 | 27.4446 | 27.6117 | 27.7781 | 27.9439 | 28.1091
| -28 | #N/A | #N/A | #N/A | #N/A | #N/A | #N/A | #N/A | #N/A | 1084926.73 | #N/A | 1518663.32 |  | -28 | 293908.17 | 92691.84 | 177678.72 | #N/A | 221862.92 | 233666.76 | #N/A | 152409.38 | #N/A | #N/A | #N/A | R134a | 73 | 193 | #N/A | #N/A | #N/A | #N/A | #N/A | #N/A | #N/A | #N/A | #N/A | #N/A | #N/A | #N/A | #N/A | #N/A | #N/A | #N/A | #N/A | #N/A | #N/A | #N/A | 20.6176 | 20.7953 | 20.973 | 21.1505 | 21.3279 | 21.5052 | 21.6823 | 21.8592 | 22.0359 | 22.2125 | 22.3888 | 22.565 | 22.7409 | 22.9166 | 23.092 | 23.2672 | 23.4421 | 23.6167 | 23.791 | 23.965 | 24.1387 | 24.3121 | 24.4851 | 24.6578 | 24.8301 | 25.002 | 25.1735 | 25.3447 | 25.5154 | 25.6857 | 25.8555 | 26.0249 | 26.1938 | 26.3623 | 26.5302 | 26.6976 | 26.8646 | 27.0311 | 27.197 | 27.3622 | 27.5269
| -27 | #N/A | #N/A | #N/A | #N/A | #N/A | #N/A | #N/A | #N/A | 1121442.68 | #N/A | 1569605 |  | -27 | 305917.24 | 97092.72 | 185170.8 | #N/A | 230971.52 | 243135.44 | #N/A | 159364.73 | #N/A | #N/A | #N/A | R134a | 74 | 194 | #N/A | #N/A | #N/A | #N/A | #N/A | #N/A | #N/A | #N/A | #N/A | #N/A | #N/A | #N/A | #N/A | #N/A | #N/A | #N/A | #N/A | #N/A | #N/A | #N/A | 20.0551 | 20.2323 | 20.4094 | 20.5863 | 20.7631 | 20.9398 | 21.1163 | 21.2926 | 21.4687 | 21.6447 | 21.8204 | 21.996 | 22.1713 | 22.3464 | 22.5212 | 22.6958 | 22.8701 | 23.0441 | 23.2179 | 23.3913 | 23.5644 | 23.7372 | 23.9096 | 24.0817 | 24.2534 | 24.4248 | 24.5957 | 24.7663 | 24.9364 | 25.1062 | 25.2754 | 25.4442 | 25.6126 | 25.7805 | 25.9478 | 26.1147 | 26.2811 | 26.4471 | 26.6124 | 26.7771 | 26.9412
| -26 | #N/A | #N/A | #N/A | #N/A | #N/A | #N/A | #N/A | #N/A | 1158863.14 | #N/A | 1621822.83 |  | -26 | 318301.55 | 101657.63 | 192906.12 | #N/A | 240364.75 | 252896.72 | #N/A | 166566.45 | #N/A | #N/A | #N/A | R134a | 75 | 195 | #N/A | #N/A | #N/A | #N/A | #N/A | #N/A | #N/A | #N/A | #N/A | #N/A | #N/A | #N/A | #N/A | #N/A | #N/A | #N/A | #N/A | #N/A | #N/A | #N/A | 19.4895 | 19.6661 | 19.8425 | 20.0188 | 20.195 | 20.3711 | 20.5469 | 20.7227 | 20.8982 | 21.0736 | 21.2487 | 21.4236 | 21.5983 | 21.7728 | 21.947 | 22.121 | 22.2947 | 22.4681 | 22.6413 | 22.8141 | 22.9866 | 23.1588 | 23.3306 | 23.5021 | 23.6733 | 23.844 | 24.0144 | 24.1843 | 24.3539 | 24.523 | 24.6917 | 24.8599 | 25.0277 | 25.195 | 25.3618 | 25.5281 | 25.6938 | 25.8593 | 26.024 | 26.1881 | 26.3517
| -25 | #N/A | #N/A | #N/A | #N/A | #N/A | #N/A | #N/A | #N/A | 1197202.88 | #N/A | 1675336.33 |  | -25 | 331068.89 | 106390.82 | 200889.96 | #N/A | 250048.43 | 262956.5 | #N/A | 174020.49 | #N/A | #N/A | #N/A | R134a | 76 | 196 | #N/A | #N/A | #N/A | #N/A | #N/A | #N/A | #N/A | #N/A | #N/A | #N/A | #N/A | #N/A | #N/A | #N/A | #N/A | #N/A | #N/A | #N/A | #N/A | #N/A | #N/A | #N/A | #N/A | #N/A | #N/A | #N/A | #N/A | #N/A | #N/A | #N/A | #N/A | #N/A | #N/A | #N/A | #N/A | #N/A | #N/A | #N/A | #N/A | #N/A | #N/A | #N/A | #N/A | #N/A | #N/A | #N/A | #N/A | #N/A | #N/A | #N/A | #N/A | #N/A | #N/A | #N/A | #N/A | #N/A | #N/A | #N/A | #N/A | #N/A | #N/A
| -24 | #N/A | #N/A | #N/A | #N/A | #N/A | #N/A | #N/A | #N/A | 1236476.91 | #N/A | 1730165.09 |  | -24 | 344227.12 | 111296.61 | 209127.59 | #N/A | 260028.41 | 273320.76 | #N/A | 181732.89 | #N/A | #N/A | #N/A | R134a | 77 | 197 | #N/A | #N/A | #N/A | #N/A | #N/A | #N/A | #N/A | #N/A | #N/A | #N/A | #N/A | #N/A | #N/A | #N/A | #N/A | #N/A | #N/A | #N/A | #N/A | #N/A | #N/A | #N/A | #N/A | #N/A | #N/A | #N/A | #N/A | #N/A | #N/A | #N/A | #N/A | #N/A | #N/A | #N/A | #N/A | #N/A | #N/A | #N/A | #N/A | #N/A | #N/A | #N/A | #N/A | #N/A | #N/A | #N/A | #N/A | #N/A | #N/A | #N/A | #N/A | #N/A | #N/A | #N/A | #N/A | #N/A | #N/A | #N/A | #N/A | #N/A | #N/A
| -23 | #N/A | #N/A | #N/A | #N/A | #N/A | #N/A | #N/A | #N/A | 1276700.45 | #N/A | 1786328.7 |  | -23 | 357784.17 | 116379.34 | 217624.37 | #N/A | 270310.58 | 283995.49 | #N/A | 189709.71 | #N/A | #N/A | #N/A | R134a | 78 | 198 | #N/A | #N/A | #N/A | #N/A | #N/A | #N/A | #N/A | #N/A | #N/A | #N/A | #N/A | #N/A | #N/A | #N/A | #N/A | #N/A | #N/A | #N/A | #N/A | #N/A | #N/A | #N/A | #N/A | #N/A | #N/A | #N/A | #N/A | #N/A | #N/A | #N/A | #N/A | #N/A | #N/A | #N/A | #N/A | #N/A | #N/A | #N/A | #N/A | #N/A | #N/A | #N/A | #N/A | #N/A | #N/A | #N/A | #N/A | #N/A | #N/A | #N/A | #N/A | #N/A | #N/A | #N/A | #N/A | #N/A | #N/A | #N/A | #N/A | #N/A | #N/A
| -22 | #N/A | #N/A | #N/A | #N/A | #N/A | #N/A | #N/A | #N/A | 1317888.99 | #N/A | 1843846.81 |  | -22 | 371748.05 | 121643.45 | 226385.67 | #N/A | 280900.86 | 294986.72 | #N/A | 197957.1 | #N/A | #N/A | #N/A | R134a | 79 | 199 | #N/A | #N/A | #N/A | #N/A | #N/A | #N/A | #N/A | #N/A | #N/A | #N/A | #N/A | #N/A | #N/A | #N/A | #N/A | #N/A | #N/A | #N/A | #N/A | #N/A | #N/A | #N/A | #N/A | #N/A | #N/A | #N/A | #N/A | #N/A | #N/A | #N/A | #N/A | #N/A | #N/A | #N/A | #N/A | #N/A | #N/A | #N/A | #N/A | #N/A | #N/A | #N/A | #N/A | #N/A | #N/A | #N/A | #N/A | #N/A | #N/A | #N/A | #N/A | #N/A | #N/A | #N/A | #N/A | #N/A | #N/A | #N/A | #N/A | #N/A | #N/A
| -21 | #N/A | #N/A | #N/A | #N/A | #N/A | #N/A | #N/A | #N/A | 1360058.25 | #N/A | 1902739.07 |  | -21 | 386126.82 | 127093.39 | 235416.9 | #N/A | 291805.24 | 306300.53 | #N/A | 206481.29 | #N/A | #N/A | #N/A | R134a | 80 | 200 | #N/A | #N/A | #N/A | #N/A | #N/A | #N/A | #N/A | #N/A | #N/A | #N/A | #N/A | #N/A | #N/A | #N/A | #N/A | #N/A | #N/A | #N/A | #N/A | #N/A | #N/A | #N/A | #N/A | #N/A | #N/A | #N/A | #N/A | #N/A | #N/A | #N/A | #N/A | #N/A | #N/A | #N/A | #N/A | #N/A | #N/A | #N/A | #N/A | #N/A | #N/A | #N/A | #N/A | #N/A | #N/A | #N/A | #N/A | #N/A | #N/A | #N/A | #N/A | #N/A | #N/A | #N/A | #N/A | #N/A | #N/A | #N/A | #N/A | #N/A | #N/A
| -20 | #N/A | #N/A | #N/A | #N/A | #N/A | #N/A | #N/A | #N/A | 1403224.25 | #N/A | 1963025.16 |  | -20 | 400928.63 | 132733.66 | 244723.53 | #N/A | 303029.72 | 317943.04 | #N/A | 215288.54 | #N/A | #N/A | #N/A | R22 | -50 | 210 | #N/A | #N/A | #N/A | #N/A | #N/A | #N/A | #N/A | #N/A | #N/A | #N/A | #N/A | #N/A | #N/A | #N/A | #N/A | #N/A | #N/A | #N/A | #N/A | #N/A | #N/A | #N/A | #N/A | #N/A | #N/A | #N/A | #N/A | #N/A | #N/A | #N/A | #N/A | #N/A | #N/A | #N/A | #N/A | #N/A | #N/A | #N/A | #N/A | #N/A | #N/A | #N/A | #N/A | #N/A | #N/A | #N/A | #N/A | #N/A | #N/A | #N/A | #N/A | #N/A | #N/A | #N/A | #N/A | #N/A | #N/A | #N/A | #N/A | #N/A | #N/A
| -19 | #N/A | #N/A | #N/A | #N/A | #N/A | #N/A | #N/A | #N/A | 1447403.28 | #N/A | 2024724.77 |  | -19 | 416161.69 | 138568.84 | 254311.05 | #N/A | 314580.36 | 329920.38 | #N/A | 224385.2 | #N/A | #N/A | #N/A | R22 | -49 | 211 | #N/A | #N/A | #N/A | #N/A | #N/A | #N/A | #N/A | #N/A | #N/A | #N/A | #N/A | #N/A | #N/A | #N/A | #N/A | #N/A | #N/A | #N/A | #N/A | #N/A | #N/A | #N/A | #N/A | #N/A | #N/A | #N/A | #N/A | #N/A | #N/A | #N/A | #N/A | #N/A | #N/A | #N/A | #N/A | #N/A | #N/A | #N/A | #N/A | #N/A | #N/A | #N/A | #N/A | #N/A | #N/A | #N/A | #N/A | #N/A | #N/A | #N/A | #N/A | #N/A | #N/A | #N/A | #N/A | #N/A | #N/A | #N/A | #N/A | #N/A | #N/A
| -18 | #N/A | #N/A | #N/A | #N/A | #N/A | #N/A | #N/A | #N/A | 1492611.92 | #N/A | 2087857.62 |  | -18 | 431834.28 | 144603.53 | 264185 | #N/A | 326463.25 | 342238.74 | #N/A | 233777.66 | #N/A | #N/A | #N/A | R22 | -48 | 212 | #N/A | #N/A | #N/A | #N/A | #N/A | #N/A | #N/A | #N/A | #N/A | #N/A | #N/A | #N/A | #N/A | #N/A | #N/A | #N/A | #N/A | #N/A | #N/A | #N/A | #N/A | #N/A | #N/A | #N/A | #N/A | #N/A | #N/A | #N/A | #N/A | #N/A | #N/A | #N/A | #N/A | #N/A | #N/A | #N/A | #N/A | #N/A | #N/A | #N/A | #N/A | #N/A | #N/A | #N/A | #N/A | #N/A | #N/A | #N/A | #N/A | #N/A | #N/A | #N/A | #N/A | #N/A | #N/A | #N/A | #N/A | #N/A | #N/A | #N/A | #N/A
| -17 | #N/A | #N/A | #N/A | #N/A | #N/A | #N/A | #N/A | #N/A | 1538867.09 | #N/A | 2152443.43 |  | -17 | 447954.77 | 150842.39 | 274350.95 | #N/A | 338684.52 | 354904.35 | #N/A | 243472.39 | #N/A | #N/A | #N/A | R22 | -47 | 213 | #N/A | #N/A | #N/A | #N/A | #N/A | #N/A | #N/A | #N/A | #N/A | #N/A | #N/A | #N/A | #N/A | #N/A | #N/A | #N/A | #N/A | #N/A | #N/A | #N/A | #N/A | #N/A | #N/A | #N/A | #N/A | #N/A | #N/A | #N/A | #N/A | #N/A | #N/A | #N/A | #N/A | #N/A | #N/A | #N/A | #N/A | #N/A | #N/A | #N/A | #N/A | #N/A | #N/A | #N/A | #N/A | #N/A | #N/A | #N/A | #N/A | #N/A | #N/A | #N/A | #N/A | #N/A | #N/A | #N/A | #N/A | #N/A | #N/A | #N/A | #N/A
| -16 | #N/A | #N/A | #N/A | #N/A | #N/A | #N/A | #N/A | #N/A | 1586186.01 | #N/A | 2218501.92 |  | -16 | 464531.56 | 157290.13 | 284814.51 | #N/A | 351250.35 | 367923.45 | #N/A | 253475.92 | #N/A | #N/A | #N/A | R22 | -46 | 214 | #N/A | #N/A | #N/A | #N/A | #N/A | #N/A | #N/A | #N/A | #N/A | #N/A | #N/A | #N/A | #N/A | #N/A | #N/A | #N/A | #N/A | #N/A | #N/A | #N/A | #N/A | #N/A | #N/A | #N/A | #N/A | #N/A | #N/A | #N/A | #N/A | #N/A | #N/A | #N/A | #N/A | #N/A | #N/A | #N/A | #N/A | #N/A | #N/A | #N/A | #N/A | #N/A | #N/A | #N/A | #N/A | #N/A | #N/A | #N/A | #N/A | #N/A | #N/A | #N/A | #N/A | #N/A | #N/A | #N/A | #N/A | #N/A | #N/A | #N/A | #N/A
| -15 | #N/A | #N/A | #N/A | #N/A | #N/A | #N/A | #N/A | #N/A | 1634586.28 | #N/A | 2286052.82 |  | -15 | 481573.17 | 163951.49 | 295581.32 | #N/A | 364166.93 | 381302.33 | #N/A | 263794.85 | #N/A | #N/A | #N/A | R22 | -45 | 215 | #N/A | #N/A | #N/A | #N/A | #N/A | #N/A | #N/A | #N/A | #N/A | #N/A | #N/A | #N/A | #N/A | #N/A | #N/A | #N/A | #N/A | #N/A | #N/A | #N/A | #N/A | #N/A | #N/A | #N/A | #N/A | #N/A | #N/A | #N/A | #N/A | #N/A | #N/A | #N/A | #N/A | #N/A | #N/A | #N/A | #N/A | #N/A | #N/A | #N/A | #N/A | #N/A | #N/A | #N/A | #N/A | #N/A | #N/A | #N/A | #N/A | #N/A | #N/A | #N/A | #N/A | #N/A | #N/A | #N/A | #N/A | #N/A | #N/A | #N/A | #N/A
| -14 | #N/A | #N/A | #N/A | #N/A | #N/A | #N/A | #N/A | #N/A | 1684085.83 | #N/A | 2355115.87 |  | -14 | 499088.15 | 170831.28 | 306657.05 | #N/A | 377440.53 | 395047.32 | #N/A | 274435.81 | #N/A | #N/A | #N/A | R22 | -44 | 216 | #N/A | #N/A | #N/A | #N/A | #N/A | #N/A | #N/A | #N/A | #N/A | #N/A | #N/A | #N/A | #N/A | #N/A | #N/A | #N/A | #N/A | #N/A | #N/A | #N/A | #N/A | #N/A | #N/A | #N/A | #N/A | #N/A | #N/A | #N/A | #N/A | #N/A | #N/A | #N/A | #N/A | #N/A | #N/A | #N/A | #N/A | #N/A | #N/A | #N/A | #N/A | #N/A | #N/A | #N/A | #N/A | #N/A | #N/A | #N/A | #N/A | #N/A | #N/A | #N/A | #N/A | #N/A | #N/A | #N/A | #N/A | #N/A | #N/A | #N/A | #N/A
| -13 | #N/A | #N/A | #N/A | #N/A | #N/A | #N/A | #N/A | #N/A | 1734702.98 | #N/A | 2425710.77 |  | -13 | 517085.14 | 177934.34 | 318047.43 | #N/A | 391077.42 | 409164.76 | #N/A | 285405.53 | #N/A | #N/A | #N/A | R22 | -43 | 217 | #N/A | #N/A | #N/A | #N/A | #N/A | #N/A | #N/A | #N/A | #N/A | #N/A | #N/A | #N/A | #N/A | #N/A | #N/A | #N/A | #N/A | #N/A | #N/A | #N/A | #N/A | #N/A | #N/A | #N/A | #N/A | #N/A | #N/A | #N/A | #N/A | #N/A | #N/A | #N/A | #N/A | #N/A | #N/A | #N/A | #N/A | #N/A | #N/A | #N/A | #N/A | #N/A | #N/A | #N/A | #N/A | #N/A | #N/A | #N/A | #N/A | #N/A | #N/A | #N/A | #N/A | #N/A | #N/A | #N/A | #N/A | #N/A | #N/A | #N/A | #N/A
| -12 | #N/A | #N/A | #N/A | #N/A | #N/A | #N/A | #N/A | #N/A | 1786456.46 | #N/A | 2497857.26 |  | -12 | 535572.87 | 185265.56 | 329758.2 | #N/A | 405083.93 | 423661.05 | #N/A | 296710.79 | #N/A | #N/A | #N/A | R22 | -42 | 218 | #N/A | #N/A | #N/A | #N/A | #N/A | #N/A | #N/A | #N/A | #N/A | #N/A | #N/A | #N/A | #N/A | #N/A | #N/A | #N/A | #N/A | #N/A | #N/A | #N/A | #N/A | #N/A | #N/A | #N/A | #N/A | #N/A | #N/A | #N/A | #N/A | #N/A | #N/A | #N/A | #N/A | #N/A | #N/A | #N/A | #N/A | #N/A | #N/A | #N/A | #N/A | #N/A | #N/A | #N/A | #N/A | #N/A | #N/A | #N/A | #N/A | #N/A | #N/A | #N/A | #N/A | #N/A | #N/A | #N/A | #N/A | #N/A | #N/A | #N/A | #N/A
| -11 | #N/A | #N/A | #N/A | #N/A | #N/A | #N/A | #N/A | #N/A | 1839365.41 | #N/A | 2571575.04 |  | -11 | 554560.11 | 192829.87 | 341795.13 | #N/A | 419466.43 | 438542.61 | #N/A | 308358.42 | #N/A | #N/A | #N/A | R22 | -41 | 219 | #N/A | #N/A | #N/A | #N/A | #N/A | #N/A | #N/A | #N/A | #N/A | #N/A | #N/A | #N/A | #N/A | #N/A | #N/A | #N/A | #N/A | #N/A | #N/A | #N/A | #N/A | #N/A | #N/A | #N/A | #N/A | #N/A | #N/A | #N/A | #N/A | #N/A | #N/A | #N/A | #N/A | #N/A | #N/A | #N/A | #N/A | #N/A | #N/A | #N/A | #N/A | #N/A | #N/A | #N/A | #N/A | #N/A | #N/A | #N/A | #N/A | #N/A | #N/A | #N/A | #N/A | #N/A | #N/A | #N/A | #N/A | #N/A | #N/A | #N/A | #N/A
| -10 | #N/A | #N/A | #N/A | #N/A | #N/A | #N/A | #N/A | #N/A | 1893449.39 | #N/A | 2646883.78 |  | -10 | 574055.72 | 200632.26 | 354164.05 | #N/A | 434231.33 | 453815.89 | #N/A | 320355.34 | #N/A | #N/A | #N/A | R22 | -40 | 220 | #N/A | #N/A | #N/A | #N/A | #N/A | #N/A | #N/A | #N/A | #N/A | #N/A | #N/A | #N/A | #N/A | #N/A | #N/A | #N/A | #N/A | #N/A | #N/A | #N/A | #N/A | #N/A | #N/A | #N/A | #N/A | #N/A | #N/A | #N/A | #N/A | #N/A | #N/A | #N/A | #N/A | #N/A | #N/A | #N/A | #N/A | #N/A | #N/A | #N/A | #N/A | #N/A | #N/A | #N/A | #N/A | #N/A | #N/A | #N/A | #N/A | #N/A | #N/A | #N/A | #N/A | #N/A | #N/A | #N/A | #N/A | #N/A | #N/A | #N/A | #N/A
| -9 | #N/A | #N/A | #N/A | #N/A | #N/A | #N/A | #N/A | #N/A | #N/A | #N/A | 2723803.17 |  | -9 | 594068.64 | 208677.73 | 366870.79 | #N/A | 449385.06 | 469487.37 | #N/A | 332708.5 | #N/A | #N/A | #N/A | R22 | -39 | 221 | #N/A | #N/A | #N/A | #N/A | #N/A | #N/A | #N/A | #N/A | #N/A | #N/A | #N/A | #N/A | #N/A | #N/A | #N/A | #N/A | #N/A | #N/A | #N/A | #N/A | #N/A | #N/A | #N/A | #N/A | #N/A | #N/A | #N/A | #N/A | #N/A | #N/A | #N/A | #N/A | #N/A | #N/A | #N/A | #N/A | #N/A | #N/A | #N/A | #N/A | #N/A | #N/A | #N/A | #N/A | #N/A | #N/A | #N/A | #N/A | #N/A | #N/A | #N/A | #N/A | #N/A | #N/A | #N/A | #N/A | #N/A | #N/A | #N/A | #N/A | #N/A
| -8 | #N/A | #N/A | #N/A | #N/A | #N/A | #N/A | #N/A | #N/A | #N/A | #N/A | 2802352.85 |  | -8 | 614607.87 | 216971.36 | 379921.24 | #N/A | 464934.1 | 485563.59 | #N/A | 345424.93 | #N/A | #N/A | #N/A | R22 | -38 | 222 | #N/A | #N/A | #N/A | #N/A | #N/A | #N/A | #N/A | #N/A | #N/A | #N/A | #N/A | #N/A | #N/A | #N/A | #N/A | #N/A | #N/A | #N/A | #N/A | #N/A | #N/A | #N/A | #N/A | #N/A | #N/A | #N/A | #N/A | #N/A | #N/A | #N/A | #N/A | #N/A | #N/A | #N/A | #N/A | #N/A | #N/A | #N/A | #N/A | #N/A | #N/A | #N/A | #N/A | #N/A | #N/A | #N/A | #N/A | #N/A | #N/A | #N/A | #N/A | #N/A | #N/A | #N/A | #N/A | #N/A | #N/A | #N/A | #N/A | #N/A | #N/A
| -7 | #N/A | #N/A | #N/A | #N/A | #N/A | #N/A | #N/A | #N/A | #N/A | #N/A | 2882552.45 |  | -7 | 635682.5 | 225518.26 | 393321.29 | #N/A | 480885 | 502051.09 | #N/A | 358511.74 | #N/A | #N/A | #N/A | R22 | -37 | 223 | #N/A | #N/A | #N/A | #N/A | #N/A | #N/A | #N/A | #N/A | #N/A | #N/A | #N/A | #N/A | #N/A | #N/A | #N/A | #N/A | #N/A | #N/A | #N/A | #N/A | #N/A | #N/A | #N/A | #N/A | #N/A | #N/A | #N/A | #N/A | #N/A | #N/A | #N/A | #N/A | #N/A | #N/A | #N/A | #N/A | #N/A | #N/A | #N/A | #N/A | #N/A | #N/A | #N/A | #N/A | #N/A | #N/A | #N/A | #N/A | #N/A | #N/A | #N/A | #N/A | #N/A | #N/A | #N/A | #N/A | #N/A | #N/A | #N/A | #N/A | #N/A
| -6 | #N/A | #N/A | #N/A | #N/A | #N/A | #N/A | #N/A | #N/A | #N/A | #N/A | 2964421.56 |  | -6 | 657301.7 | 234323.57 | 407076.9 | #N/A | 497244.3 | 518956.46 | #N/A | 371976.06 | #N/A | #N/A | #N/A | R22 | -36 | 224 | #N/A | #N/A | #N/A | #N/A | #N/A | #N/A | #N/A | #N/A | #N/A | #N/A | #N/A | #N/A | #N/A | #N/A | #N/A | #N/A | #N/A | #N/A | #N/A | #N/A | #N/A | #N/A | #N/A | #N/A | #N/A | #N/A | #N/A | #N/A | #N/A | #N/A | #N/A | #N/A | #N/A | #N/A | #N/A | #N/A | #N/A | #N/A | #N/A | #N/A | #N/A | #N/A | #N/A | #N/A | #N/A | #N/A | #N/A | #N/A | #N/A | #N/A | #N/A | #N/A | #N/A | #N/A | #N/A | #N/A | #N/A | #N/A | #N/A | #N/A | #N/A
| -5 | #N/A | #N/A | #N/A | #N/A | #N/A | #N/A | #N/A | #N/A | #N/A | #N/A | 3047979.74 |  | -5 | 679474.68 | 243392.49 | 421194.01 | #N/A | 514018.62 | 536286.32 | #N/A | 385825.14 | #N/A | #N/A | #N/A | R22 | -35 | 225 | #N/A | #N/A | #N/A | #N/A | #N/A | #N/A | #N/A | #N/A | #N/A | #N/A | #N/A | #N/A | #N/A | #N/A | #N/A | #N/A | #N/A | #N/A | #N/A | #N/A | #N/A | #N/A | #N/A | #N/A | #N/A | #N/A | #N/A | #N/A | #N/A | #N/A | #N/A | #N/A | #N/A | #N/A | #N/A | #N/A | #N/A | #N/A | #N/A | #N/A | #N/A | #N/A | #N/A | #N/A | #N/A | #N/A | #N/A | #N/A | #N/A | #N/A | #N/A | #N/A | #N/A | #N/A | #N/A | #N/A | #N/A | #N/A | #N/A | #N/A | #N/A
| -4 | #N/A | #N/A | #N/A | #N/A | #N/A | #N/A | #N/A | #N/A | #N/A | #N/A | 3133246.52 |  | -4 | 702210.79 | 252730.24 | 435678.64 | #N/A | 531214.62 | 554047.34 | #N/A | 400066.24 | #N/A | #N/A | #N/A | R22 | -34 | 226 | #N/A | #N/A | #N/A | #N/A | #N/A | #N/A | #N/A | #N/A | #N/A | #N/A | #N/A | #N/A | #N/A | #N/A | #N/A | #N/A | #N/A | #N/A | #N/A | #N/A | #N/A | #N/A | #N/A | #N/A | #N/A | #N/A | #N/A | #N/A | #N/A | #N/A | #N/A | #N/A | #N/A | #N/A | #N/A | #N/A | #N/A | #N/A | #N/A | #N/A | #N/A | #N/A | #N/A | #N/A | #N/A | #N/A | #N/A | #N/A | #N/A | #N/A | #N/A | #N/A | #N/A | #N/A | #N/A | #N/A | #N/A | #N/A | #N/A | #N/A | #N/A
| -3 | #N/A | #N/A | #N/A | #N/A | #N/A | #N/A | #N/A | #N/A | #N/A | #N/A | 3220241.4 |  | -3 | 725519.4 | 262342.11 | 450536.81 | #N/A | 548838.98 | 572246.21 | #N/A | 414706.73 | #N/A | #N/A | #N/A | R22 | -33 | 227 | #N/A | #N/A | #N/A | #N/A | #N/A | #N/A | #N/A | #N/A | #N/A | #N/A | #N/A | #N/A | #N/A | #N/A | #N/A | #N/A | #N/A | #N/A | #N/A | #N/A | #N/A | #N/A | #N/A | #N/A | #N/A | #N/A | #N/A | #N/A | #N/A | #N/A | #N/A | #N/A | #N/A | #N/A | #N/A | #N/A | #N/A | #N/A | #N/A | #N/A | #N/A | #N/A | #N/A | #N/A | #N/A | #N/A | #N/A | #N/A | #N/A | #N/A | #N/A | #N/A | #N/A | #N/A | #N/A | #N/A | #N/A | #N/A | #N/A | #N/A | #N/A
| -2 | #N/A | #N/A | #N/A | #N/A | #N/A | #N/A | #N/A | #N/A | #N/A | #N/A | 3308983.83 |  | -2 | 749410 | 272233.4 | 465774.58 | #N/A | 566898.44 | 590889.66 | #N/A | 429754.01 | #N/A | #N/A | #N/A | R22 | -32 | 228 | #N/A | #N/A | #N/A | #N/A | #N/A | #N/A | #N/A | #N/A | #N/A | #N/A | #N/A | #N/A | #N/A | #N/A | #N/A | #N/A | #N/A | #N/A | #N/A | #N/A | #N/A | #N/A | #N/A | #N/A | #N/A | #N/A | #N/A | #N/A | #N/A | #N/A | #N/A | #N/A | #N/A | #N/A | #N/A | #N/A | #N/A | #N/A | #N/A | #N/A | #N/A | #N/A | #N/A | #N/A | #N/A | #N/A | #N/A | #N/A | #N/A | #N/A | #N/A | #N/A | #N/A | #N/A | #N/A | #N/A | #N/A | #N/A | #N/A | #N/A | #N/A
| -1 | #N/A | #N/A | #N/A | #N/A | #N/A | #N/A | #N/A | #N/A | #N/A | #N/A | 3399493.2 |  | -1 | 773892.15 | 282409.47 | 481398.03 | #N/A | 585399.79 | 609984.46 | #N/A | 445215.58 | #N/A | #N/A | #N/A | R22 | -31 | 229 | #N/A | #N/A | #N/A | #N/A | #N/A | #N/A | #N/A | #N/A | #N/A | #N/A | #N/A | #N/A | #N/A | #N/A | #N/A | #N/A | #N/A | #N/A | #N/A | #N/A | #N/A | #N/A | #N/A | #N/A | #N/A | #N/A | #N/A | #N/A | #N/A | #N/A | #N/A | #N/A | #N/A | #N/A | #N/A | #N/A | #N/A | #N/A | #N/A | #N/A | #N/A | #N/A | #N/A | #N/A | #N/A | #N/A | #N/A | #N/A | #N/A | #N/A | #N/A | #N/A | #N/A | #N/A | #N/A | #N/A | #N/A | #N/A | #N/A | #N/A | #N/A
| 0 | #N/A | #N/A | #N/A | #N/A | #N/A | #N/A | #N/A | #N/A | #N/A | #N/A | 3491788.87 |  | 0 | 798975.47 | 292875.72 | 497413.27 | #N/A | 604349.87 | 629537.41 | #N/A | 461098.97 | #N/A | 163127.4648 | #N/A | R22 | -30 | 230 | #N/A | #N/A | #N/A | #N/A | #N/A | #N/A | #N/A | #N/A | #N/A | #N/A | #N/A | #N/A | #N/A | #N/A | #N/A | #N/A | #N/A | #N/A | #N/A | #N/A | #N/A | #N/A | #N/A | #N/A | #N/A | #N/A | #N/A | #N/A | #N/A | #N/A | #N/A | #N/A | #N/A | #N/A | #N/A | #N/A | #N/A | #N/A | #N/A | #N/A | #N/A | #N/A | #N/A | #N/A | #N/A | #N/A | #N/A | #N/A | #N/A | #N/A | #N/A | #N/A | #N/A | #N/A | #N/A | #N/A | #N/A | #N/A | #N/A | #N/A | #N/A
| 1 | #N/A | #N/A | #N/A | #N/A | #N/A | #N/A | #N/A | #N/A | #N/A | #N/A | #N/A |  | 1 | 824669.71 | 303637.57 | 513826.46 | #N/A | 623755.56 | 649555.37 | #N/A | 477411.82 | #N/A | 169370.7109 | #N/A | R22 | -29 | 231 | #N/A | #N/A | #N/A | #N/A | #N/A | #N/A | #N/A | #N/A | #N/A | #N/A | #N/A | #N/A | #N/A | #N/A | #N/A | #N/A | #N/A | #N/A | #N/A | #N/A | #N/A | #N/A | #N/A | #N/A | #N/A | #N/A | #N/A | #N/A | #N/A | #N/A | #N/A | #N/A | #N/A | #N/A | #N/A | #N/A | #N/A | #N/A | #N/A | #N/A | #N/A | #N/A | #N/A | #N/A | #N/A | #N/A | #N/A | #N/A | #N/A | #N/A | #N/A | #N/A | #N/A | #N/A | #N/A | #N/A | #N/A | #N/A | #N/A | #N/A | #N/A
| 2 | #N/A | #N/A | #N/A | #N/A | #N/A | #N/A | #N/A | #N/A | #N/A | #N/A | #N/A |  | 2 | 850984.67 | 314700.51 | 530643.75 | #N/A | 643623.78 | 670045.24 | #N/A | 494161.8 | #N/A | 175794.8717 | #N/A | R22 | -28 | 232 | #N/A | #N/A | #N/A | #N/A | #N/A | #N/A | #N/A | #N/A | #N/A | #N/A | #N/A | #N/A | #N/A | #N/A | #N/A | #N/A | #N/A | #N/A | #N/A | #N/A | #N/A | #N/A | #N/A | #N/A | #N/A | #N/A | #N/A | #N/A | #N/A | #N/A | #N/A | #N/A | #N/A | #N/A | #N/A | #N/A | #N/A | #N/A | #N/A | #N/A | #N/A | #N/A | #N/A | #N/A | #N/A | #N/A | #N/A | #N/A | #N/A | #N/A | #N/A | #N/A | #N/A | #N/A | #N/A | #N/A | #N/A | #N/A | #N/A | #N/A | #N/A
| 3 | #N/A | #N/A | #N/A | #N/A | #N/A | #N/A | #N/A | #N/A | #N/A | #N/A | #N/A |  | 3 | 877930.23 | 326070.04 | 547871.34 | #N/A | 663961.53 | 691013.94 | #N/A | 511356.68 | #N/A | 182403.2791 | #N/A | R22 | -27 | 233 | #N/A | #N/A | #N/A | #N/A | #N/A | #N/A | #N/A | #N/A | #N/A | #N/A | #N/A | #N/A | #N/A | #N/A | #N/A | #N/A | #N/A | #N/A | #N/A | #N/A | #N/A | #N/A | #N/A | #N/A | #N/A | #N/A | #N/A | #N/A | #N/A | #N/A | #N/A | #N/A | #N/A | #N/A | #N/A | #N/A | #N/A | #N/A | #N/A | #N/A | #N/A | #N/A | #N/A | #N/A | #N/A | #N/A | #N/A | #N/A | #N/A | #N/A | #N/A | #N/A | #N/A | #N/A | #N/A | #N/A | #N/A | #N/A | #N/A | #N/A | #N/A
| 4 | #N/A | #N/A | #N/A | #N/A | #N/A | #N/A | #N/A | #N/A | #N/A | #N/A | #N/A |  | 4 | 905516.4 | 337751.72 | 565515.48 | #N/A | 684775.84 | 712468.46 | #N/A | 529004.29 | #N/A | 189199.2794 | #N/A | R22 | -26 | 234 | #N/A | #N/A | #N/A | #N/A | #N/A | #N/A | #N/A | #N/A | #N/A | #N/A | #N/A | #N/A | #N/A | #N/A | #N/A | #N/A | #N/A | #N/A | #N/A | #N/A | #N/A | #N/A | #N/A | #N/A | #N/A | #N/A | #N/A | #N/A | #N/A | #N/A | #N/A | #N/A | #N/A | #N/A | #N/A | #N/A | #N/A | #N/A | #N/A | #N/A | #N/A | #N/A | #N/A | #N/A | #N/A | #N/A | #N/A | #N/A | #N/A | #N/A | #N/A | #N/A | #N/A | #N/A | #N/A | #N/A | #N/A | #N/A | #N/A | #N/A | #N/A
| 5 | #N/A | #N/A | #N/A | #N/A | #N/A | #N/A | #N/A | #N/A | #N/A | #N/A | #N/A |  | 5 | 933753.23 | 349751.13 | 583582.39 | #N/A | 706073.81 | 734415.83 | #N/A | 547112.52 | #N/A | 196186.2327 | #N/A | R22 | -25 | 235 | #N/A | #N/A | #N/A | #N/A | #N/A | #N/A | #N/A | #N/A | #N/A | #N/A | #N/A | #N/A | #N/A | #N/A | #N/A | #N/A | #N/A | #N/A | #N/A | #N/A | #N/A | #N/A | #N/A | #N/A | #N/A | #N/A | #N/A | #N/A | #N/A | #N/A | #N/A | #N/A | #N/A | #N/A | #N/A | #N/A | #N/A | #N/A | #N/A | #N/A | #N/A | #N/A | #N/A | #N/A | #N/A | #N/A | #N/A | #N/A | #N/A | #N/A | #N/A | #N/A | #N/A | #N/A | #N/A | #N/A | #N/A | #N/A | #N/A | #N/A | #N/A
| 6 | #N/A | #N/A | #N/A | #N/A | #N/A | #N/A | #N/A | #N/A | #N/A | #N/A | #N/A |  | 6 | 962650.89 | 362073.91 | 602078.38 | #N/A | 727862.6 | 756863.14 | #N/A | 565689.36 | #N/A | 203367.5119 | #N/A | R22 | -24 | 236 | #N/A | #N/A | #N/A | #N/A | #N/A | #N/A | #N/A | #N/A | #N/A | #N/A | #N/A | #N/A | #N/A | #N/A | #N/A | #N/A | #N/A | #N/A | #N/A | #N/A | #N/A | #N/A | #N/A | #N/A | #N/A | #N/A | #N/A | #N/A | #N/A | #N/A | #N/A | #N/A | #N/A | #N/A | #N/A | #N/A | #N/A | #N/A | #N/A | #N/A | #N/A | #N/A | #N/A | #N/A | #N/A | #N/A | #N/A | #N/A | #N/A | #N/A | #N/A | #N/A | #N/A | #N/A | #N/A | #N/A | #N/A | #N/A | #N/A | #N/A | #N/A
| 7 | #N/A | #N/A | #N/A | #N/A | #N/A | #N/A | #N/A | #N/A | #N/A | #N/A | #N/A |  | 7 | 992219.64 | 374725.73 | 621009.75 | #N/A | 750149.41 | 779817.51 | #N/A | 584742.85 | #N/A | 210746.5019 | #N/A | R22 | -23 | 237 | #N/A | #N/A | #N/A | #N/A | #N/A | #N/A | #N/A | #N/A | #N/A | #N/A | #N/A | #N/A | #N/A | #N/A | #N/A | #N/A | #N/A | #N/A | #N/A | #N/A | #N/A | #N/A | #N/A | #N/A | #N/A | #N/A | #N/A | #N/A | #N/A | #N/A | #N/A | #N/A | #N/A | #N/A | #N/A | #N/A | #N/A | #N/A | #N/A | #N/A | #N/A | #N/A | #N/A | #N/A | #N/A | #N/A | #N/A | #N/A | #N/A | #N/A | #N/A | #N/A | #N/A | #N/A | #N/A | #N/A | #N/A | #N/A | #N/A | #N/A | #N/A
| 8 | #N/A | #N/A | #N/A | #N/A | #N/A | #N/A | #N/A | #N/A | #N/A | #N/A | #N/A |  | 8 | 1022469.82 | 387712.29 | 640382.84 | #N/A | 772941.53 | 803286.14 | #N/A | 604281.12 | #N/A | 218326.5993 | #N/A | R22 | -22 | 238 | #N/A | #N/A | #N/A | #N/A | #N/A | #N/A | #N/A | #N/A | #N/A | #N/A | #N/A | #N/A | #N/A | #N/A | #N/A | #N/A | #N/A | #N/A | #N/A | #N/A | #N/A | #N/A | #N/A | #N/A | #N/A | #N/A | #N/A | #N/A | #N/A | #N/A | #N/A | #N/A | #N/A | #N/A | #N/A | #N/A | #N/A | #N/A | #N/A | #N/A | #N/A | #N/A | #N/A | #N/A | #N/A | #N/A | #N/A | #N/A | #N/A | #N/A | #N/A | #N/A | #N/A | #N/A | #N/A | #N/A | #N/A | #N/A | #N/A | #N/A | #N/A
| 9 | #N/A | #N/A | #N/A | #N/A | #N/A | #N/A | #N/A | #N/A | #N/A | #N/A | #N/A |  | 9 | 1053411.88 | 401039.34 | 660204.01 | #N/A | 796246.3 | 827276.29 | #N/A | 624312.38 | #N/A | 226111.2113 | #N/A | R22 | -21 | 239 | #N/A | #N/A | #N/A | #N/A | #N/A | #N/A | #N/A | #N/A | #N/A | #N/A | #N/A | #N/A | #N/A | #N/A | #N/A | #N/A | #N/A | #N/A | #N/A | #N/A | #N/A | #N/A | #N/A | #N/A | #N/A | #N/A | #N/A | #N/A | #N/A | #N/A | #N/A | #N/A | #N/A | #N/A | #N/A | #N/A | #N/A | #N/A | #N/A | #N/A | #N/A | #N/A | #N/A | #N/A | #N/A | #N/A | #N/A | #N/A | #N/A | #N/A | #N/A | #N/A | #N/A | #N/A | #N/A | #N/A | #N/A | #N/A | #N/A | #N/A | #N/A
| 10 | 1085056.36 | 414712.66 | 680479.67 | 831958.79 | 831958.79 | 851795.26 | 775543.06 | 775543.06 | #N/A | #N/A | #N/A |  | 10 | 1085056.36 | 414712.66 | 680479.67 | #N/A | 820071.13 | 851795.26 | #N/A | 644844.91 | #N/A | 234103.7548 | #N/A | R22 | -20 | 240 | #N/A | #N/A | #N/A | #N/A | #N/A | #N/A | #N/A | #N/A | #N/A | #N/A | #N/A | #N/A | #N/A | #N/A | #N/A | #N/A | #N/A | #N/A | #N/A | #N/A | #N/A | #N/A | #N/A | #N/A | #N/A | #N/A | #N/A | #N/A | #N/A | #N/A | #N/A | #N/A | #N/A | #N/A | #N/A | #N/A | #N/A | #N/A | #N/A | #N/A | #N/A | #N/A | #N/A | #N/A | #N/A | #N/A | #N/A | #N/A | #N/A | #N/A | #N/A | #N/A | #N/A | #N/A | #N/A | #N/A | #N/A | #N/A | #N/A | #N/A | #N/A
| 11 | 1117413.89 | 428738.08 | 701216.22 | 856465.81 | 856465.81 | 876850.42 | 799071.27 | 799071.27 | #N/A | #N/A | #N/A |  | 11 | #N/A | #N/A | #N/A | #N/A | #N/A | #N/A | #N/A | #N/A | #N/A | #N/A | #N/A | R22 | -19 | 241 | #N/A | #N/A | #N/A | #N/A | #N/A | #N/A | #N/A | #N/A | #N/A | #N/A | #N/A | #N/A | #N/A | #N/A | #N/A | #N/A | #N/A | #N/A | #N/A | #N/A | #N/A | #N/A | #N/A | #N/A | #N/A | #N/A | #N/A | #N/A | #N/A | #N/A | #N/A | #N/A | #N/A | #N/A | #N/A | #N/A | #N/A | #N/A | #N/A | #N/A | #N/A | #N/A | #N/A | #N/A | #N/A | #N/A | #N/A | #N/A | #N/A | #N/A | #N/A | #N/A | #N/A | #N/A | #N/A | #N/A | #N/A | #N/A | #N/A | #N/A | #N/A
| 12 | 1150495.23 | 443121.47 | 722420.14 | 881507.71 | 881507.71 | 902449.24 | 823130.81 | 823130.81 | #N/A | #N/A | #N/A |  | 12 | #N/A | #N/A | #N/A | #N/A | #N/A | #N/A | #N/A | #N/A | #N/A | #N/A | #N/A | R22 | -18 | 242 | #N/A | #N/A | #N/A | #N/A | #N/A | #N/A | #N/A | #N/A | #N/A | #N/A | #N/A | #N/A | #N/A | #N/A | #N/A | #N/A | #N/A | #N/A | #N/A | #N/A | #N/A | #N/A | #N/A | #N/A | #N/A | #N/A | #N/A | #N/A | #N/A | #N/A | #N/A | #N/A | #N/A | #N/A | #N/A | #N/A | #N/A | #N/A | #N/A | #N/A | #N/A | #N/A | #N/A | #N/A | #N/A | #N/A | #N/A | #N/A | #N/A | #N/A | #N/A | #N/A | #N/A | #N/A | #N/A | #N/A | #N/A | #N/A | #N/A | #N/A | #N/A
| 13 | 1184311.2 | 457868.72 | 744097.89 | 907092.07 | 907092.07 | 928599.23 | 847729.28 | 847729.28 | #N/A | #N/A | #N/A |  | 13 | #N/A | #N/A | #N/A | #N/A | #N/A | #N/A | #N/A | #N/A | #N/A | #N/A | #N/A | R22 | -17 | 243 | #N/A | #N/A | #N/A | #N/A | #N/A | #N/A | #N/A | #N/A | #N/A | #N/A | #N/A | #N/A | #N/A | #N/A | #N/A | #N/A | #N/A | #N/A | #N/A | #N/A | #N/A | #N/A | #N/A | #N/A | #N/A | #N/A | #N/A | #N/A | #N/A | #N/A | #N/A | #N/A | #N/A | #N/A | #N/A | #N/A | #N/A | #N/A | #N/A | #N/A | #N/A | #N/A | #N/A | #N/A | #N/A | #N/A | #N/A | #N/A | #N/A | #N/A | #N/A | #N/A | #N/A | #N/A | #N/A | #N/A | #N/A | #N/A | #N/A | #N/A | #N/A
| 14 | 1218872.76 | 472985.77 | 766255.99 | 933226.54 | 933226.54 | 955308 | 872874.34 | 872874.34 | #N/A | #N/A | #N/A |  | 14 | #N/A | #N/A | #N/A | #N/A | #N/A | #N/A | #N/A | #N/A | #N/A | #N/A | #N/A | R22 | -16 | 244 | #N/A | #N/A | #N/A | #N/A | #N/A | #N/A | #N/A | #N/A | #N/A | #N/A | #N/A | #N/A | #N/A | #N/A | #N/A | #N/A | #N/A | #N/A | #N/A | #N/A | #N/A | #N/A | #N/A | #N/A | #N/A | #N/A | #N/A | #N/A | #N/A | #N/A | #N/A | #N/A | #N/A | #N/A | #N/A | #N/A | #N/A | #N/A | #N/A | #N/A | #N/A | #N/A | #N/A | #N/A | #N/A | #N/A | #N/A | #N/A | #N/A | #N/A | #N/A | #N/A | #N/A | #N/A | #N/A | #N/A | #N/A | #N/A | #N/A | #N/A | #N/A
| 15 | 1254190.95 | 488478.62 | 788900.99 | 959918.86 | 959918.86 | 982583.21 | 898573.72 | 898573.72 | #N/A | #N/A | #N/A |  | 15 | #N/A | #N/A | #N/A | #N/A | #N/A | #N/A | #N/A | #N/A | #N/A | #N/A | #N/A | R22 | -15 | 245 | #N/A | #N/A | #N/A | #N/A | #N/A | #N/A | #N/A | #N/A | #N/A | #N/A | #N/A | #N/A | #N/A | #N/A | #N/A | #N/A | #N/A | #N/A | #N/A | #N/A | #N/A | #N/A | #N/A | #N/A | #N/A | #N/A | #N/A | #N/A | #N/A | #N/A | #N/A | #N/A | #N/A | #N/A | #N/A | #N/A | #N/A | #N/A | #N/A | #N/A | #N/A | #N/A | #N/A | #N/A | #N/A | #N/A | #N/A | #N/A | #N/A | #N/A | #N/A | #N/A | #N/A | #N/A | #N/A | #N/A | #N/A | #N/A | #N/A | #N/A | #N/A
| 16 | 1290276.95 | 504353.29 | 812039.45 | 987176.84 | 987176.84 | 1010432.65 | 924835.15 | 924835.15 | #N/A | #N/A | #N/A |  | 16 | #N/A | #N/A | #N/A | #N/A | #N/A | #N/A | #N/A | #N/A | #N/A | #N/A | #N/A | R22 | -14 | 246 | #N/A | #N/A | #N/A | #N/A | #N/A | #N/A | #N/A | #N/A | #N/A | #N/A | #N/A | #N/A | #N/A | #N/A | #N/A | #N/A | #N/A | #N/A | #N/A | #N/A | #N/A | #N/A | #N/A | #N/A | #N/A | #N/A | #N/A | #N/A | #N/A | #N/A | #N/A | #N/A | #N/A | #N/A | #N/A | #N/A | #N/A | #N/A | #N/A | #N/A | #N/A | #N/A | #N/A | #N/A | #N/A | #N/A | #N/A | #N/A | #N/A | #N/A | #N/A | #N/A | #N/A | #N/A | #N/A | #N/A | #N/A | #N/A | #N/A | #N/A | #N/A
| 17 | 1327142.01 | 520615.83 | 835677.99 | 1015008.38 | 1015008.38 | 1038864.17 | 951666.44 | 951666.44 | #N/A | #N/A | #N/A |  | 17 | #N/A | #N/A | #N/A | #N/A | #N/A | #N/A | #N/A | #N/A | #N/A | #N/A | #N/A | R22 | -13 | 247 | #N/A | #N/A | #N/A | #N/A | #N/A | #N/A | #N/A | #N/A | #N/A | #N/A | #N/A | #N/A | #N/A | #N/A | #N/A | #N/A | #N/A | #N/A | #N/A | #N/A | #N/A | #N/A | #N/A | #N/A | #N/A | #N/A | #N/A | #N/A | #N/A | #N/A | #N/A | #N/A | #N/A | #N/A | #N/A | #N/A | #N/A | #N/A | #N/A | #N/A | #N/A | #N/A | #N/A | #N/A | #N/A | #N/A | #N/A | #N/A | #N/A | #N/A | #N/A | #N/A | #N/A | #N/A | #N/A | #N/A | #N/A | #N/A | #N/A | #N/A | #N/A
| 18 | 1364797.52 | 537272.35 | 859823.22 | 1043421.45 | 1043421.45 | 1067885.74 | 979075.43 | 979075.43 | #N/A | #N/A | #N/A |  | 18 | #N/A | #N/A | #N/A | #N/A | #N/A | #N/A | #N/A | #N/A | #N/A | #N/A | #N/A | R22 | -12 | 248 | #N/A | #N/A | #N/A | #N/A | #N/A | #N/A | #N/A | #N/A | #N/A | #N/A | #N/A | #N/A | #N/A | #N/A | #N/A | #N/A | #N/A | #N/A | #N/A | #N/A | #N/A | #N/A | #N/A | #N/A | #N/A | #N/A | #N/A | #N/A | #N/A | #N/A | #N/A | #N/A | #N/A | #N/A | #N/A | #N/A | #N/A | #N/A | #N/A | #N/A | #N/A | #N/A | #N/A | #N/A | #N/A | #N/A | #N/A | #N/A | #N/A | #N/A | #N/A | #N/A | #N/A | #N/A | #N/A | #N/A | #N/A | #N/A | #N/A | #N/A | #N/A
| 19 | 1403254.97 | 554329.01 | 884481.84 | 1072424.15 | 1072424.15 | 1097505.42 | 1007070.02 | 1007070.02 | #N/A | #N/A | #N/A |  | 19 | #N/A | #N/A | #N/A | #N/A | #N/A | #N/A | #N/A | #N/A | #N/A | #N/A | #N/A | R22 | -11 | 249 | #N/A | #N/A | #N/A | #N/A | #N/A | #N/A | #N/A | #N/A | #N/A | #N/A | #N/A | #N/A | #N/A | #N/A | #N/A | #N/A | #N/A | #N/A | #N/A | #N/A | #N/A | #N/A | #N/A | #N/A | #N/A | #N/A | #N/A | #N/A | #N/A | #N/A | #N/A | #N/A | #N/A | #N/A | #N/A | #N/A | #N/A | #N/A | #N/A | #N/A | #N/A | #N/A | #N/A | #N/A | #N/A | #N/A | #N/A | #N/A | #N/A | #N/A | #N/A | #N/A | #N/A | #N/A | #N/A | #N/A | #N/A | #N/A | #N/A | #N/A | #N/A
| 20 | 1442525.99 | 571792 | 909660.53 | 1102024.63 | 1102024.63 | 1127731.37 | 1035658.14 | 1035658.14 | #N/A | #N/A | #N/A |  | 20 | #N/A | #N/A | #N/A | #N/A | #N/A | #N/A | #N/A | #N/A | #N/A | #N/A | #N/A | R22 | -10 | 250 | #N/A | #N/A | #N/A | #N/A | #N/A | #N/A | #N/A | #N/A | #N/A | #N/A | #N/A | #N/A | #N/A | #N/A | #N/A | #N/A | #N/A | #N/A | #N/A | #N/A | #N/A | #N/A | #N/A | #N/A | #N/A | #N/A | #N/A | #N/A | #N/A | #N/A | #N/A | #N/A | #N/A | #N/A | #N/A | #N/A | #N/A | #N/A | #N/A | #N/A | #N/A | #N/A | #N/A | #N/A | #N/A | #N/A | #N/A | #N/A | #N/A | #N/A | #N/A | #N/A | #N/A | #N/A | #N/A | #N/A | #N/A | #N/A | #N/A | #N/A | #N/A
| 21 | 1482622.3 | 589667.54 | 935366.03 | 1132231.17 | 1132231.17 | 1158571.89 | 1064847.78 | 1064847.78 | #N/A | #N/A | #N/A |  | 21 | #N/A | #N/A | #N/A | #N/A | #N/A | #N/A | #N/A | #N/A | #N/A | #N/A | #N/A | R22 | -9 | 251 | #N/A | #N/A | #N/A | #N/A | #N/A | #N/A | #N/A | #N/A | #N/A | #N/A | #N/A | #N/A | #N/A | #N/A | #N/A | #N/A | #N/A | #N/A | #N/A | #N/A | #N/A | #N/A | #N/A | #N/A | #N/A | #N/A | #N/A | #N/A | #N/A | #N/A | #N/A | #N/A | #N/A | #N/A | #N/A | #N/A | #N/A | #N/A | #N/A | #N/A | #N/A | #N/A | #N/A | #N/A | #N/A | #N/A | #N/A | #N/A | #N/A | #N/A | #N/A | #N/A | #N/A | #N/A | #N/A | #N/A | #N/A | #N/A | #N/A | #N/A | #N/A
| 22 | 1523555.75 | 607961.92 | 961605.13 | 1163052.12 | 1163052.12 | 1190035.39 | 1094646.98 | 1094646.98 | #N/A | #N/A | #N/A |  | 22 | #N/A | #N/A | #N/A | #N/A | #N/A | #N/A | #N/A | #N/A | #N/A | #N/A | #N/A | R22 | -8 | 252 | #N/A | #N/A | #N/A | #N/A | #N/A | #N/A | #N/A | #N/A | #N/A | #N/A | #N/A | #N/A | #N/A | #N/A | #N/A | #N/A | #N/A | #N/A | #N/A | #N/A | #N/A | #N/A | #N/A | #N/A | #N/A | #N/A | #N/A | #N/A | #N/A | #N/A | #N/A | #N/A | #N/A | #N/A | #N/A | #N/A | #N/A | #N/A | #N/A | #N/A | #N/A | #N/A | #N/A | #N/A | #N/A | #N/A | #N/A | #N/A | #N/A | #N/A | #N/A | #N/A | #N/A | #N/A | #N/A | #N/A | #N/A | #N/A | #N/A | #N/A | #N/A
| 23 | 1565338.32 | 626681.45 | 988384.62 | 1194495.97 | 1194495.97 | 1222130.41 | 1125063.8 | 1125063.8 | #N/A | #N/A | #N/A |  | 23 | #N/A | #N/A | #N/A | #N/A | #N/A | #N/A | #N/A | #N/A | #N/A | #N/A | #N/A | R22 | -7 | 253 | #N/A | #N/A | #N/A | #N/A | #N/A | #N/A | #N/A | #N/A | #N/A | #N/A | #N/A | #N/A | #N/A | #N/A | #N/A | #N/A | #N/A | #N/A | #N/A | #N/A | #N/A | #N/A | #N/A | #N/A | #N/A | #N/A | #N/A | #N/A | #N/A | #N/A | #N/A | #N/A | #N/A | #N/A | #N/A | #N/A | #N/A | #N/A | #N/A | #N/A | #N/A | #N/A | #N/A | #N/A | #N/A | #N/A | #N/A | #N/A | #N/A | #N/A | #N/A | #N/A | #N/A | #N/A | #N/A | #N/A | #N/A | #N/A | #N/A | #N/A | #N/A
| 24 | 1607982.1 | 645832.52 | 1015711.35 | 1226571.31 | 1226571.31 | 1254865.63 | 1156106.39 | 1156106.39 | #N/A | #N/A | #N/A |  | 24 | #N/A | #N/A | #N/A | #N/A | #N/A | #N/A | #N/A | #N/A | #N/A | #N/A | #N/A | R22 | -6 | 254 | #N/A | #N/A | #N/A | #N/A | #N/A | #N/A | #N/A | #N/A | #N/A | #N/A | #N/A | #N/A | #N/A | #N/A | #N/A | #N/A | #N/A | #N/A | #N/A | #N/A | #N/A | #N/A | #N/A | #N/A | #N/A | #N/A | #N/A | #N/A | #N/A | #N/A | #N/A | #N/A | #N/A | #N/A | #N/A | #N/A | #N/A | #N/A | #N/A | #N/A | #N/A | #N/A | #N/A | #N/A | #N/A | #N/A | #N/A | #N/A | #N/A | #N/A | #N/A | #N/A | #N/A | #N/A | #N/A | #N/A | #N/A | #N/A | #N/A | #N/A | #N/A
| 25 | 1651499.34 | 665421.53 | 1043592.21 | 1259286.82 | 1259286.82 | 1288249.86 | 1187782.91 | 1187782.91 | #N/A | #N/A | #N/A |  | 25 | #N/A | #N/A | #N/A | #N/A | #N/A | #N/A | #N/A | #N/A | #N/A | #N/A | #N/A | R22 | -5 | 255 | #N/A | #N/A | #N/A | #N/A | #N/A | #N/A | #N/A | #N/A | #N/A | #N/A | #N/A | #N/A | #N/A | #N/A | #N/A | #N/A | #N/A | #N/A | #N/A | #N/A | #N/A | #N/A | #N/A | #N/A | #N/A | #N/A | #N/A | #N/A | #N/A | #N/A | #N/A | #N/A | #N/A | #N/A | #N/A | #N/A | #N/A | #N/A | #N/A | #N/A | #N/A | #N/A | #N/A | #N/A | #N/A | #N/A | #N/A | #N/A | #N/A | #N/A | #N/A | #N/A | #N/A | #N/A | #N/A | #N/A | #N/A | #N/A | #N/A | #N/A | #N/A
| 26 | 1695902.39 | 685454.95 | 1072034.12 | 1292651.33 | 1292651.33 | 1322292.09 | 1220101.6 | 1220101.6 | #N/A | #N/A | #N/A |  | 26 | #N/A | #N/A | #N/A | #N/A | #N/A | #N/A | #N/A | #N/A | #N/A | #N/A | #N/A | R22 | -4 | 256 | #N/A | #N/A | #N/A | #N/A | #N/A | #N/A | #N/A | #N/A | #N/A | #N/A | #N/A | #N/A | #N/A | #N/A | #N/A | #N/A | #N/A | #N/A | #N/A | #N/A | #N/A | #N/A | #N/A | #N/A | #N/A | #N/A | #N/A | #N/A | #N/A | #N/A | #N/A | #N/A | #N/A | #N/A | #N/A | #N/A | #N/A | #N/A | #N/A | #N/A | #N/A | #N/A | #N/A | #N/A | #N/A | #N/A | #N/A | #N/A | #N/A | #N/A | #N/A | #N/A | #N/A | #N/A | #N/A | #N/A | #N/A | #N/A | #N/A | #N/A | #N/A
| 27 | 1741203.73 | 705939.3 | 1101044.06 | 1326673.79 | 1326673.79 | 1357001.45 | 1253070.72 | 1253070.72 | #N/A | #N/A | #N/A |  | 27 | #N/A | #N/A | #N/A | #N/A | #N/A | #N/A | #N/A | #N/A | #N/A | #N/A | #N/A | R22 | -3 | 257 | #N/A | #N/A | #N/A | #N/A | #N/A | #N/A | #N/A | #N/A | #N/A | #N/A | #N/A | #N/A | #N/A | #N/A | #N/A | #N/A | #N/A | #N/A | #N/A | #N/A | #N/A | #N/A | #N/A | #N/A | #N/A | #N/A | #N/A | #N/A | #N/A | #N/A | #N/A | #N/A | #N/A | #N/A | #N/A | #N/A | #N/A | #N/A | #N/A | #N/A | #N/A | #N/A | #N/A | #N/A | #N/A | #N/A | #N/A | #N/A | #N/A | #N/A | #N/A | #N/A | #N/A | #N/A | #N/A | #N/A | #N/A | #N/A | #N/A | #N/A | #N/A
| 28 | 1787416.01 | 726881.13 | 1130629.02 | 1361363.27 | 1361363.27 | 1392387.25 | 1286698.61 | 1286698.61 | #N/A | #N/A | #N/A |  | 28 | #N/A | #N/A | #N/A | #N/A | #N/A | #N/A | #N/A | #N/A | #N/A | #N/A | #N/A | R22 | -2 | 258 | #N/A | #N/A | #N/A | #N/A | #N/A | #N/A | #N/A | #N/A | #N/A | #N/A | #N/A | #N/A | #N/A | #N/A | #N/A | #N/A | #N/A | #N/A | #N/A | #N/A | #N/A | #N/A | #N/A | #N/A | #N/A | #N/A | #N/A | #N/A | #N/A | #N/A | #N/A | #N/A | #N/A | #N/A | #N/A | #N/A | #N/A | #N/A | #N/A | #N/A | #N/A | #N/A | #N/A | #N/A | #N/A | #N/A | #N/A | #N/A | #N/A | #N/A | #N/A | #N/A | #N/A | #N/A | #N/A | #N/A | #N/A | #N/A | #N/A | #N/A | #N/A
| 29 | 1834551.97 | 748287.07 | 1160796.07 | 1396728.97 | 1396728.97 | 1428458.99 | 1320993.64 | 1320993.64 | #N/A | #N/A | #N/A |  | 29 | #N/A | #N/A | #N/A | #N/A | #N/A | #N/A | #N/A | #N/A | #N/A | #N/A | #N/A | R22 | -1 | 259 | #N/A | #N/A | #N/A | #N/A | #N/A | #N/A | #N/A | #N/A | #N/A | #N/A | #N/A | #N/A | #N/A | #N/A | #N/A | #N/A | #N/A | #N/A | #N/A | #N/A | #N/A | #N/A | #N/A | #N/A | #N/A | #N/A | #N/A | #N/A | #N/A | #N/A | #N/A | #N/A | #N/A | #N/A | #N/A | #N/A | #N/A | #N/A | #N/A | #N/A | #N/A | #N/A | #N/A | #N/A | #N/A | #N/A | #N/A | #N/A | #N/A | #N/A | #N/A | #N/A | #N/A | #N/A | #N/A | #N/A | #N/A | #N/A | #N/A | #N/A | #N/A
| 30 | 1882624.54 | 770163.77 | 1191552.3 | 1432780.24 | 1432780.24 | 1465226.32 | 1355964.23 | 1355964.23 | #N/A | #N/A | #N/A |  | 30 | #N/A | #N/A | #N/A | #N/A | #N/A | #N/A | #N/A | #N/A | #N/A | #N/A | #N/A | R22 | 0 | 260 | #N/A | #N/A | #N/A | #N/A | #N/A | #N/A | #N/A | #N/A | #N/A | #N/A | #N/A | #N/A | #N/A | #N/A | #N/A | #N/A | #N/A | #N/A | #N/A | #N/A | #N/A | #N/A | #N/A | #N/A | #N/A | #N/A | #N/A | #N/A | #N/A | #N/A | #N/A | #N/A | #N/A | #N/A | #N/A | #N/A | #N/A | #N/A | #N/A | #N/A | #N/A | #N/A | #N/A | #N/A | #N/A | #N/A | #N/A | #N/A | #N/A | #N/A | #N/A | #N/A | #N/A | #N/A | #N/A | #N/A | #N/A | #N/A | #N/A | #N/A | #N/A
| 31 | 1931646.75 | 792517.98 | 1222904.86 | 1469526.58 | 1469526.58 | 1502699.15 | 1391618.85 | 1391618.85 | #N/A | #N/A | #N/A |  | 31 | #N/A | #N/A | #N/A | #N/A | #N/A | #N/A | #N/A | #N/A | #N/A | #N/A | #N/A | R22 | 1 | 261 | #N/A | #N/A | #N/A | #N/A | #N/A | #N/A | #N/A | #N/A | #N/A | #N/A | #N/A | #N/A | #N/A | #N/A | #N/A | #N/A | #N/A | #N/A | #N/A | #N/A | #N/A | #N/A | #N/A | #N/A | #N/A | #N/A | #N/A | #N/A | #N/A | #N/A | #N/A | #N/A | #N/A | #N/A | #N/A | #N/A | #N/A | #N/A | #N/A | #N/A | #N/A | #N/A | #N/A | #N/A | #N/A | #N/A | #N/A | #N/A | #N/A | #N/A | #N/A | #N/A | #N/A | #N/A | #N/A | #N/A | #N/A | #N/A | #N/A | #N/A | #N/A
| 32 | 1981631.81 | 815356.46 | 1254860.96 | 1506977.63 | 1506977.63 | 1540887.55 | 1427966.04 | 1427966.04 | #N/A | #N/A | #N/A |  | 32 | #N/A | #N/A | #N/A | #N/A | #N/A | #N/A | #N/A | #N/A | #N/A | #N/A | #N/A | R22 | 2 | 262 | #N/A | #N/A | #N/A | #N/A | #N/A | #N/A | #N/A | #N/A | #N/A | #N/A | #N/A | #N/A | #N/A | #N/A | #N/A | #N/A | #N/A | #N/A | #N/A | #N/A | #N/A | #N/A | #N/A | #N/A | #N/A | #N/A | #N/A | #N/A | #N/A | #N/A | #N/A | #N/A | #N/A | #N/A | #N/A | #N/A | #N/A | #N/A | #N/A | #N/A | #N/A | #N/A | #N/A | #N/A | #N/A | #N/A | #N/A | #N/A | #N/A | #N/A | #N/A | #N/A | #N/A | #N/A | #N/A | #N/A | #N/A | #N/A | #N/A | #N/A | #N/A
| 33 | 2032593.05 | 838686.05 | 1287427.84 | 1545143.2 | 1545143.2 | 1579801.84 | 1465014.37 | 1465014.37 | #N/A | #N/A | #N/A |  | 33 | #N/A | #N/A | #N/A | #N/A | #N/A | #N/A | #N/A | #N/A | #N/A | #N/A | #N/A | R22 | 3 | 263 | #N/A | #N/A | #N/A | #N/A | #N/A | #N/A | #N/A | #N/A | #N/A | #N/A | #N/A | #N/A | #N/A | #N/A | #N/A | #N/A | #N/A | #N/A | #N/A | #N/A | #N/A | #N/A | #N/A | #N/A | #N/A | #N/A | #N/A | #N/A | #N/A | #N/A | #N/A | #N/A | #N/A | #N/A | #N/A | #N/A | #N/A | #N/A | #N/A | #N/A | #N/A | #N/A | #N/A | #N/A | #N/A | #N/A | #N/A | #N/A | #N/A | #N/A | #N/A | #N/A | #N/A | #N/A | #N/A | #N/A | #N/A | #N/A | #N/A | #N/A | #N/A
| 34 | 2084543.97 | 862513.64 | 1320612.8 | 1584033.24 | 1584033.24 | 1619452.56 | 1502772.47 | 1502772.47 | #N/A | #N/A | #N/A |  | 34 | #N/A | #N/A | #N/A | #N/A | #N/A | #N/A | #N/A | #N/A | #N/A | #N/A | #N/A | R22 | 4 | 264 | #N/A | #N/A | #N/A | #N/A | #N/A | #N/A | #N/A | #N/A | #N/A | #N/A | #N/A | #N/A | #N/A | #N/A | #N/A | #N/A | #N/A | #N/A | #N/A | #N/A | #N/A | #N/A | #N/A | #N/A | #N/A | #N/A | #N/A | #N/A | #N/A | #N/A | #N/A | #N/A | #N/A | #N/A | #N/A | #N/A | #N/A | #N/A | #N/A | #N/A | #N/A | #N/A | #N/A | #N/A | #N/A | #N/A | #N/A | #N/A | #N/A | #N/A | #N/A | #N/A | #N/A | #N/A | #N/A | #N/A | #N/A | #N/A | #N/A | #N/A | #N/A
| 35 | 2137498.22 | 886846.21 | 1354423.21 | 1623657.91 | 1623657.91 | 1659850.52 | 1541249.02 | 1541249.02 | #N/A | #N/A | #N/A |  | 35 | #N/A | #N/A | #N/A | #N/A | #N/A | #N/A | #N/A | #N/A | #N/A | #N/A | #N/A | R22 | 5 | 265 | #N/A | #N/A | #N/A | #N/A | #N/A | #N/A | #N/A | #N/A | #N/A | #N/A | #N/A | #N/A | #N/A | #N/A | #N/A | #N/A | #N/A | #N/A | #N/A | #N/A | #N/A | #N/A | #N/A | #N/A | #N/A | #N/A | #N/A | #N/A | #N/A | #N/A | #N/A | #N/A | #N/A | #N/A | #N/A | #N/A | #N/A | #N/A | #N/A | #N/A | #N/A | #N/A | #N/A | #N/A | #N/A | #N/A | #N/A | #N/A | #N/A | #N/A | #N/A | #N/A | #N/A | #N/A | #N/A | #N/A | #N/A | #N/A | #N/A | #N/A | #N/A
| 36 | 2191469.6 | 911690.76 | 1388866.49 | 1664027.52 | 1664027.52 | 1701006.76 | 1580452.76 | 1580452.76 | #N/A | #N/A | #N/A |  | 36 | #N/A | #N/A | #N/A | #N/A | #N/A | #N/A | #N/A | #N/A | #N/A | #N/A | #N/A | R22 | 6 | 266 | #N/A | #N/A | #N/A | #N/A | #N/A | #N/A | #N/A | #N/A | #N/A | #N/A | #N/A | #N/A | #N/A | #N/A | #N/A | #N/A | #N/A | #N/A | #N/A | #N/A | #N/A | #N/A | #N/A | #N/A | #N/A | #N/A | #N/A | #N/A | #N/A | #N/A | #N/A | #N/A | #N/A | #N/A | #N/A | #N/A | #N/A | #N/A | #N/A | #N/A | #N/A | #N/A | #N/A | #N/A | #N/A | #N/A | #N/A | #N/A | #N/A | #N/A | #N/A | #N/A | #N/A | #N/A | #N/A | #N/A | #N/A | #N/A | #N/A | #N/A | #N/A
| 37 | 2246472.08 | 937054.39 | 1423950.12 | 1705152.56 | 1705152.56 | 1742932.6 | 1620392.48 | 1620392.48 | #N/A | #N/A | #N/A |  | 37 | #N/A | #N/A | #N/A | #N/A | #N/A | #N/A | #N/A | #N/A | #N/A | #N/A | #N/A | R22 | 7 | 267 | #N/A | #N/A | #N/A | #N/A | #N/A | #N/A | #N/A | #N/A | #N/A | #N/A | #N/A | #N/A | #N/A | #N/A | #N/A | #N/A | #N/A | #N/A | #N/A | #N/A | #N/A | #N/A | #N/A | #N/A | #N/A | #N/A | #N/A | #N/A | #N/A | #N/A | #N/A | #N/A | #N/A | #N/A | #N/A | #N/A | #N/A | #N/A | #N/A | #N/A | #N/A | #N/A | #N/A | #N/A | #N/A | #N/A | #N/A | #N/A | #N/A | #N/A | #N/A | #N/A | #N/A | #N/A | #N/A | #N/A | #N/A | #N/A | #N/A | #N/A | #N/A
| 38 | 2302519.8 | 962944.24 | 1459681.63 | 1747043.73 | 1747043.73 | 1785639.67 | 1661077.01 | 1661077.01 | #N/A | #N/A | #N/A |  | 38 | #N/A | #N/A | #N/A | #N/A | #N/A | #N/A | #N/A | #N/A | #N/A | #N/A | #N/A | R22 | 8 | 268 | #N/A | #N/A | #N/A | #N/A | #N/A | #N/A | #N/A | #N/A | #N/A | #N/A | #N/A | #N/A | #N/A | #N/A | #N/A | #N/A | #N/A | #N/A | #N/A | #N/A | #N/A | #N/A | #N/A | #N/A | #N/A | #N/A | #N/A | #N/A | #N/A | #N/A | #N/A | #N/A | #N/A | #N/A | #N/A | #N/A | #N/A | #N/A | #N/A | #N/A | #N/A | #N/A | #N/A | #N/A | #N/A | #N/A | #N/A | #N/A | #N/A | #N/A | #N/A | #N/A | #N/A | #N/A | #N/A | #N/A | #N/A | #N/A | #N/A | #N/A | #N/A
| 39 | 2359627.03 | 989367.55 | 1496068.65 | 1789711.93 | 1789711.93 | 1829139.86 | 1702515.25 | 1702515.25 | #N/A | #N/A | #N/A |  | 39 | #N/A | #N/A | #N/A | #N/A | #N/A | #N/A | #N/A | #N/A | #N/A | #N/A | #N/A | R22 | 9 | 269 | #N/A | #N/A | #N/A | #N/A | #N/A | #N/A | #N/A | #N/A | #N/A | #N/A | #N/A | #N/A | #N/A | #N/A | #N/A | #N/A | #N/A | #N/A | #N/A | #N/A | #N/A | #N/A | #N/A | #N/A | #N/A | #N/A | #N/A | #N/A | #N/A | #N/A | #N/A | #N/A | #N/A | #N/A | #N/A | #N/A | #N/A | #N/A | #N/A | #N/A | #N/A | #N/A | #N/A | #N/A | #N/A | #N/A | #N/A | #N/A | #N/A | #N/A | #N/A | #N/A | #N/A | #N/A | #N/A | #N/A | #N/A | #N/A | #N/A | #N/A | #N/A
| 40 | 2417808.24 | 1016331.61 | 1533118.86 | 1833168.24 | 1833168.24 | 1873445.42 | 1744716.15 | 1744716.15 | #N/A | #N/A | #N/A |  | 40 | #N/A | #N/A | #N/A | #N/A | #N/A | #N/A | #N/A | #N/A | #N/A | #N/A | #N/A | R22 | 10 | 270 | 54.8126 | 54.9623 | 55.1118 | 55.2609 | 55.4097 | 55.5582 | 55.7063 | 55.8541 | 56.0015 | 56.1485 | 56.2952 | 56.4414 | 56.5872 | 56.7325 | 56.8774 | 57.0219 | 57.1659 | 57.3094 | 57.4524 | 57.5949 | 57.7369 | 57.8783 | 58.0193 | 58.1596 | 58.2994 | 58.4387 | 58.5773 | 58.7154 | 58.8528 | 58.9896 | 59.1258 | 59.2614 | 59.3963 | 59.5305 | 59.6641 | 59.7969 | 59.9291 | 60.0605 | 60.1913 | 60.3213 | 60.4505 | 60.579 | 60.7067 | 60.8336 | 60.9597 | 61.085 | 61.2095 | 61.3332 | 61.456 | 61.5779 | 61.699 | #N/A | #N/A | #N/A | #N/A | #N/A | #N/A | #N/A | #N/A | #N/A | #N/A
| 41 | 2477078.08 | 1043843.78 | 1570840.01 | 1877423.99 | 1877423.99 | 1918568.91 | 1787688.71 | 1787688.71 | #N/A | #N/A | #N/A |  | 41 | #N/A | #N/A | #N/A | #N/A | #N/A | #N/A | #N/A | #N/A | #N/A | #N/A | #N/A | R22 | 11 | 271 | 54.3606 | 54.5101 | 54.6594 | 54.8083 | 54.9569 | 55.1052 | 55.2531 | 55.4006 | 55.5478 | 55.6946 | 55.841 | 55.987 | 56.1326 | 56.2778 | 56.4225 | 56.5667 | 56.7105 | 56.8538 | 56.9966 | 57.1389 | 57.2807 | 57.4219 | 57.5627 | 57.7028 | 57.8424 | 57.9815 | 58.1199 | 58.2578 | 58.395 | 58.5317 | 58.6676 | 58.803 | 58.9377 | 59.0717 | 59.2051 | 59.3378 | 59.4697 | 59.601 | 59.7315 | 59.8613 | 59.9904 | 60.1187 | 60.2462 | 60.3729 | 60.4989 | 60.624 | 60.7483 | 60.8718 | 60.9944 | 61.1162 | 61.2371 | 61.3571 | #N/A | #N/A | #N/A | #N/A | #N/A | #N/A | #N/A | #N/A | #N/A
| 42 | 2537451.33 | 1071911.52 | 1609239.94 | 1922490.71 | 1922490.71 | 1964523.22 | 1831441.99 | 1831441.99 | #N/A | #N/A | #N/A |  | 42 | #N/A | #N/A | #N/A | #N/A | #N/A | #N/A | #N/A | #N/A | #N/A | #N/A | #N/A | R22 | 12 | 272 | 53.9082 | 54.0575 | 54.2065 | 54.3552 | 54.5036 | 54.6517 | 54.7994 | 54.9467 | 55.0937 | 55.2403 | 55.3865 | 55.5323 | 55.6776 | 55.8226 | 55.967 | 56.1111 | 56.2547 | 56.3977 | 56.5403 | 56.6824 | 56.824 | 56.9651 | 57.1056 | 57.2455 | 57.3849 | 57.5238 | 57.662 | 57.7997 | 57.9367 | 58.0732 | 58.209 | 58.3441 | 58.4786 | 58.6125 | 58.7456 | 58.8781 | 59.0099 | 59.141 | 59.2713 | 59.4009 | 59.5298 | 59.6579 | 59.7852 | 59.9118 | 60.0375 | 60.1625 | 60.2866 | 60.4099 | 60.5323 | 60.6539 | 60.7746 | 60.8945 | 61.0134 | #N/A | #N/A | #N/A | #N/A | #N/A | #N/A | #N/A | #N/A
| 43 | 2598943 | 1100542.35 | 1648326.55 | 1968380.17 | 1968380.17 | 2011321.65 | 1875985.1 | 1875985.1 | #N/A | #N/A | #N/A |  | 43 | #N/A | #N/A | #N/A | #N/A | #N/A | #N/A | #N/A | #N/A | #N/A | #N/A | #N/A | R22 | 13 | 273 | 53.4553 | 53.6044 | 53.7532 | 53.9017 | 54.0499 | 54.1977 | 54.3452 | 54.4923 | 54.6391 | 54.7854 | 54.9314 | 55.077 | 55.2222 | 55.3669 | 55.5112 | 55.655 | 55.7983 | 55.9412 | 56.0836 | 56.2255 | 56.3669 | 56.5077 | 56.648 | 56.7878 | 56.927 | 57.0656 | 57.2036 | 57.3411 | 57.4779 | 57.6142 | 57.7498 | 57.8847 | 58.019 | 58.1527 | 58.2857 | 58.4179 | 58.5495 | 58.6804 | 58.8106 | 58.94 | 59.0687 | 59.1966 | 59.3237 | 59.4501 | 59.5757 | 59.7004 | 59.8244 | 59.9475 | 60.0697 | 60.1912 | 60.3117 | 60.4313 | 60.5501 | 60.6679 | #N/A | #N/A | #N/A | #N/A | #N/A | #N/A | #N/A
| 44 | 2661568.25 | 1129743.87 | 1688107.85 | 2015104.39 | 2015104.39 | 2058977.84 | 1921327.21 | 1921327.21 | #N/A | #N/A | #N/A |  | 44 | #N/A | #N/A | #N/A | #N/A | #N/A | #N/A | #N/A | #N/A | #N/A | #N/A | #N/A | R22 | 14 | 274 | 53.002 | 53.1508 | 53.2994 | 53.4477 | 53.5956 | 53.7433 | 53.8905 | 54.0374 | 54.184 | 54.3301 | 54.4759 | 54.6213 | 54.7662 | 54.9107 | 55.0548 | 55.1984 | 55.3415 | 55.4842 | 55.6264 | 55.768 | 55.9092 | 56.0498 | 56.19 | 56.3295 | 56.4685 | 56.6069 | 56.7448 | 56.882 | 57.0187 | 57.1547 | 57.2901 | 57.4249 | 57.559 | 57.6924 | 57.8252 | 57.9573 | 58.0887 | 58.2193 | 58.3493 | 58.4785 | 58.607 | 58.7347 | 58.8617 | 58.9879 | 59.1133 | 59.2379 | 59.3616 | 59.4845 | 59.6066 | 59.7279 | 59.8482 | 59.9677 | 60.0863 | 60.2039 | 60.3206 | #N/A | #N/A | #N/A | #N/A | #N/A | #N/A
| 45 | 2725342.43 | 1159523.8 | 1728591.93 | 2062675.64 | 2062675.64 | 2107505.86 | 1967477.54 | 1967477.54 | #N/A | #N/A | #N/A |  | 45 | #N/A | #N/A | #N/A | #N/A | #N/A | #N/A | #N/A | #N/A | #N/A | #N/A | #N/A | R22 | 15 | 275 | 52.5482 | 52.6968 | 52.8452 | 52.9932 | 53.141 | 53.2884 | 53.4354 | 53.5821 | 53.7284 | 53.8744 | 54.0199 | 54.165 | 54.3098 | 54.4541 | 54.5979 | 54.7413 | 54.8842 | 55.0267 | 55.1687 | 55.3101 | 55.4511 | 55.5915 | 55.7314 | 55.8707 | 56.0095 | 56.1477 | 56.2854 | 56.4224 | 56.5589 | 56.6947 | 56.8299 | 56.9645 | 57.0984 | 57.2316 | 57.3642 | 57.4961 | 57.6273 | 57.7578 | 57.8875 | 58.0166 | 58.1449 | 58.2724 | 58.3992 | 58.5252 | 58.6504 | 58.7747 | 58.8983 | 59.0211 | 59.143 | 59.264 | 59.3842 | 59.5035 | 59.6219 | 59.7394 | 59.8559 | 59.9715 | #N/A | #N/A | #N/A | #N/A | #N/A
| 46 | 2790281.08 | 1189889.9 | 1769786.95 | 2111106.43 | 2111106.43 | 2156920.19 | 2014445.38 | 2014445.38 | #N/A | #N/A | #N/A |  | 46 | #N/A | #N/A | #N/A | #N/A | #N/A | #N/A | #N/A | #N/A | #N/A | #N/A | #N/A | R22 | 16 | 276 | 52.0939 | 52.2423 | 52.3905 | 52.5383 | 52.6858 | 52.833 | 52.9798 | 53.1263 | 53.2724 | 53.4181 | 53.5634 | 53.7083 | 53.8528 | 53.9969 | 54.1406 | 54.2837 | 54.4265 | 54.5687 | 54.7104 | 54.8517 | 54.9924 | 55.1327 | 55.2723 | 55.4115 | 55.55 | 55.6881 | 55.8255 | 55.9623 | 56.0986 | 56.2342 | 56.3692 | 56.5035 | 56.6372 | 56.7703 | 56.9027 | 57.0344 | 57.1654 | 57.2956 | 57.4252 | 57.5541 | 57.6822 | 57.8095 | 57.9361 | 58.0619 | 58.1869 | 58.3111 | 58.4345 | 58.5571 | 58.6788 | 58.7996 | 58.9196 | 59.0387 | 59.157 | 59.2743 | 59.3907 | 59.5061 | 59.6206 | #N/A | #N/A | #N/A | #N/A
| 47 | 2856399.93 | 1220850.05 | 1811701.2 | 2160409.56 | 2160409.56 | 2207235.74 | 2062240.05 | 2062240.05 | #N/A | #N/A | #N/A |  | 47 | #N/A | #N/A | #N/A | #N/A | #N/A | #N/A | #N/A | #N/A | #N/A | #N/A | #N/A | R22 | 17 | 277 | 51.6392 | 51.7874 | 51.9353 | 52.0829 | 52.2302 | 52.3771 | 52.5237 | 52.67 | 52.8158 | 52.9613 | 53.1064 | 53.2511 | 53.3954 | 53.5393 | 53.6827 | 53.8257 | 53.9682 | 54.1102 | 54.2517 | 54.3928 | 54.5333 | 54.6733 | 54.8128 | 54.9517 | 55.0901 | 55.2279 | 55.3651 | 55.5017 | 55.6377 | 55.7731 | 55.9079 | 56.0421 | 56.1756 | 56.3084 | 56.4406 | 56.5721 | 56.7029 | 56.833 | 56.9624 | 57.091 | 57.2189 | 57.3461 | 57.4725 | 57.5981 | 57.7229 | 57.8469 | 57.9701 | 58.0925 | 58.214 | 58.3347 | 58.4545 | 58.5735 | 58.6915 | 58.8086 | 58.9248 | 59.0401 | 59.1544 | 59.2678 | #N/A | #N/A | #N/A
| 48 | 2923714.89 | 1252412.23 | 1854343.06 | 2210598.12 | 2210598.12 | 2258467.92 | 2110870.96 | 2110870.96 | #N/A | #N/A | #N/A |  | 48 | #N/A | #N/A | #N/A | #N/A | #N/A | #N/A | #N/A | #N/A | #N/A | #N/A | #N/A | R22 | 18 | 278 | 51.1745 | 51.3225 | 51.4702 | 51.6176 | 51.7646 | 51.9113 | 52.0577 | 52.2038 | 52.3494 | 52.4947 | 52.6396 | 52.7841 | 52.9281 | 53.0718 | 53.2149 | 53.3577 | 53.5 | 53.6418 | 53.7831 | 53.9239 | 54.0642 | 54.204 | 54.3433 | 54.482 | 54.6201 | 54.7577 | 54.8947 | 55.0312 | 55.167 | 55.3022 | 55.4368 | 55.5707 | 55.704 | 55.8367 | 55.9686 | 56.0999 | 56.2305 | 56.3604 | 56.4896 | 56.618 | 56.7458 | 56.8727 | 56.9989 | 57.1243 | 57.249 | 57.3728 | 57.4958 | 57.618 | 57.7393 | 57.8598 | 57.9795 | 58.0982 | 58.2161 | 58.333 | 58.449 | 58.5641 | 58.6783 | 58.7914 | 58.9036 | #N/A | #N/A
| 49 | 2992242.09 | 1284584.49 | 1897721.01 | 2261685.45 | 2261685.45 | 2310632.57 | 2160347.54 | 2160347.54 | #N/A | #N/A | #N/A |  | 49 | #N/A | #N/A | #N/A | #N/A | #N/A | #N/A | #N/A | #N/A | #N/A | #N/A | #N/A | R22 | 19 | 279 | 50.7203 | 50.868 | 51.0155 | 51.1626 | 51.3095 | 51.456 | 51.6021 | 51.7479 | 51.8933 | 52.0384 | 52.1831 | 52.3273 | 52.4712 | 52.6146 | 52.7575 | 52.9001 | 53.0421 | 53.1837 | 53.3248 | 53.4654 | 53.6055 | 53.7451 | 53.8841 | 54.0226 | 54.1606 | 54.2979 | 54.4347 | 54.571 | 54.7066 | 54.8416 | 54.9759 | 55.1097 | 55.2428 | 55.3752 | 55.507 | 55.6381 | 55.7685 | 55.8982 | 56.0271 | 56.1554 | 56.2829 | 56.4097 | 56.5357 | 56.6609 | 56.7853 | 56.909 | 57.0318 | 57.1538 | 57.2749 | 57.3952 | 57.5147 | 57.6333 | 57.7509 | 57.8677 | 57.9835 | 58.0985 | 58.2124 | 58.3254 | 58.4374 | 58.5485 | #N/A
| 50 | 3061997.85 | 1317375.01 | 1941843.66 | 2313685.24 | 2313685.24 | 2363746.08 | 2210679.31 | 2210679.31 | #N/A | 763987.86 | #N/A |  | 50 | #N/A | #N/A | #N/A | #N/A | #N/A | #N/A | #N/A | #N/A | #N/A | #N/A | #N/A | R22 | 20 | 280 | 50.2656 | 50.4132 | 50.5604 | 50.7073 | 50.8539 | 51.0002 | 51.1461 | 51.2917 | 51.4369 | 51.5817 | 51.7261 | 51.8702 | 52.0138 | 52.157 | 52.2997 | 52.442 | 52.5839 | 52.7252 | 52.8661 | 53.0065 | 53.1464 | 53.2857 | 53.4245 | 53.5628 | 53.7005 | 53.8377 | 53.9743 | 54.1103 | 54.2457 | 54.3805 | 54.5146 | 54.6482 | 54.7811 | 54.9133 | 55.0449 | 55.1757 | 55.3059 | 55.4354 | 55.5642 | 55.6923 | 55.8196 | 55.9461 | 56.0719 | 56.197 | 56.3212 | 56.4446 | 56.5673 | 56.6891 | 56.8101 | 56.9302 | 57.0494 | 57.1678 | 57.2853 | 57.4019 | 57.5176 | 57.6323 | 57.7461 | 57.8589 | 57.9707 | 58.0816 | 58.1914
| 51 | 3132998.69 | 1350792.06 | 1986719.71 | 2366611.47 | 2366611.47 | 2417825.34 | 2261875.82 | 2261875.82 | #N/A | 783474.5 | #N/A |  | 51 | #N/A | #N/A | #N/A | #N/A | #N/A | #N/A | #N/A | #N/A | #N/A | #N/A | #N/A | R22 | 21 | 281 | 49.8106 | 49.9579 | 50.1049 | 50.2515 | 50.3979 | 50.5439 | 50.6896 | 50.835 | 50.98 | 51.1246 | 51.2688 | 51.4126 | 51.556 | 51.6989 | 51.8415 | 51.9835 | 52.1251 | 52.2663 | 52.4069 | 52.5471 | 52.6868 | 52.8259 | 52.9645 | 53.1026 | 53.2401 | 53.377 | 53.5134 | 53.6492 | 53.7844 | 53.9189 | 54.0529 | 54.1862 | 54.3189 | 54.4509 | 54.5823 | 54.7129 | 54.8429 | 54.9722 | 55.1008 | 55.2286 | 55.3558 | 55.4821 | 55.6077 | 55.7326 | 55.8566 | 55.9798 | 56.1023 | 56.2239 | 56.3447 | 56.4646 | 56.5837 | 56.7019 | 56.8192 | 56.9356 | 57.0511 | 57.1656 | 57.2792 | 57.3919 | 57.5035 | 57.6142 | 57.7239
| 52 | 3205261.34 | 1384844.03 | 2032358.03 | 2420478.45 | 2420478.45 | 2472887.81 | 2313946.7 | 2313946.7 | #N/A | 803312.39 | #N/A |  | 52 | #N/A | #N/A | #N/A | #N/A | #N/A | #N/A | #N/A | #N/A | #N/A | #N/A | #N/A | R22 | 22 | 282 | 49.3551 | 49.5022 | 49.6489 | 49.7954 | 49.9415 | 50.0873 | 50.2328 | 50.3779 | 50.5226 | 50.667 | 50.811 | 50.9546 | 51.0977 | 51.2405 | 51.3828 | 51.5246 | 51.666 | 51.8069 | 51.9473 | 52.0873 | 52.2267 | 52.3656 | 52.504 | 52.6419 | 52.7791 | 52.9159 | 53.052 | 53.1876 | 53.3226 | 53.4569 | 53.5907 | 53.7238 | 53.8562 | 53.9881 | 54.1192 | 54.2497 | 54.3795 | 54.5085 | 54.6369 | 54.7645 | 54.8915 | 55.0176 | 55.143 | 55.2677 | 55.3915 | 55.5146 | 55.6368 | 55.7582 | 55.8788 | 55.9986 | 56.1174 | 56.2354 | 56.3526 | 56.4688 | 56.5841 | 56.6984 | 56.8119 | 56.9243 | 57.0358 | 57.1463 | 57.2558
| 53 | 3278802.73 | 1419539.41 | 2078767.59 | 2475300.83 | 2475300.83 | 2528951.53 | 2366901.62 | 2366901.62 | #N/A | 823504.76 | #N/A |  | 53 | #N/A | #N/A | #N/A | #N/A | #N/A | #N/A | #N/A | #N/A | #N/A | #N/A | #N/A | R22 | 23 | 283 | 48.8936 | 49.0404 | 49.1869 | 49.3331 | 49.479 | 49.6246 | 49.7698 | 49.9147 | 50.0592 | 50.2034 | 50.3471 | 50.4905 | 50.6334 | 50.7759 | 50.918 | 51.0596 | 51.2008 | 51.3415 | 51.4817 | 51.6214 | 51.7606 | 51.8993 | 52.0374 | 52.1751 | 52.3121 | 52.4486 | 52.5846 | 52.7199 | 52.8547 | 52.9888 | 53.1223 | 53.2552 | 53.3875 | 53.5191 | 53.65 | 53.7803 | 53.9099 | 54.0387 | 54.1669 | 54.2943 | 54.4211 | 54.547 | 54.6722 | 54.7966 | 54.9203 | 55.0431 | 55.1652 | 55.2864 | 55.4068 | 55.5264 | 55.6451 | 55.7629 | 55.8798 | 55.9958 | 56.111 | 56.2251 | 56.3384 | 56.4507 | 56.562 | 56.6723 | 56.7816
| 54 | 3353640.03 | 1454886.81 | 2125957.5 | 2531093.6 | 2531093.6 | 2586035.13 | 2420750.32 | 2420750.32 | #N/A | 844054.78 | #N/A |  | 54 | #N/A | #N/A | #N/A | #N/A | #N/A | #N/A | #N/A | #N/A | #N/A | #N/A | #N/A | R22 | 24 | 284 | 48.4471 | 48.5937 | 48.74 | 48.886 | 49.0316 | 49.177 | 49.322 | 49.4666 | 49.6109 | 49.7548 | 49.8983 | 50.0414 | 50.1841 | 50.3264 | 50.4682 | 50.6096 | 50.7506 | 50.891 | 51.031 | 51.1705 | 51.3095 | 51.4479 | 51.5859 | 51.7233 | 51.8601 | 51.9964 | 52.1321 | 52.2673 | 52.4018 | 52.5357 | 52.669 | 52.8017 | 52.9337 | 53.0651 | 53.1959 | 53.3259 | 53.4553 | 53.5839 | 53.7119 | 53.8391 | 53.9656 | 54.0914 | 54.2164 | 54.3406 | 54.4641 | 54.5867 | 54.7086 | 54.8296 | 54.9498 | 55.0691 | 55.1876 | 55.3053 | 55.422 | 55.5379 | 55.6528 | 55.7668 | 55.8798 | 55.9919 | 56.1031 | 56.2132 | 56.3224
| 55 | 3429790.6 | 1490894.98 | 2173937.03 | 2587872.12 | 2587872.12 | 2644157.88 | 2475502.59 | 2475502.59 | #N/A | 864965.64 | #N/A |  | 55 | #N/A | #N/A | #N/A | #N/A | #N/A | #N/A | #N/A | #N/A | #N/A | #N/A | #N/A | R22 | 25 | 285 | 47.9861 | 48.1324 | 48.2785 | 48.4242 | 48.5696 | 48.7147 | 48.8595 | 49.0039 | 49.1479 | 49.2916 | 49.4349 | 49.5778 | 49.7202 | 49.8623 | 50.0039 | 50.145 | 50.2857 | 50.426 | 50.5657 | 50.705 | 50.8437 | 50.982 | 51.1197 | 51.2569 | 51.3935 | 51.5295 | 51.665 | 51.7999 | 51.9343 | 52.068 | 52.2011 | 52.3335 | 52.4653 | 52.5965 | 52.727 | 52.8569 | 52.986 | 53.1145 | 53.2422 | 53.3692 | 53.4955 | 53.6211 | 53.7459 | 53.8699 | 53.9931 | 54.1156 | 54.2373 | 54.3581 | 54.4781 | 54.5972 | 54.7155 | 54.833 | 54.9495 | 55.0652 | 55.1799 | 55.2937 | 55.4066 | 55.5185 | 55.6295 | 55.7394 | 55.8484
| 56 | 3507272.02 | 1527572.77 | 2222715.6 | 2645652.15 | 2645652.15 | 2703339.73 | 2531168.27 | 2531168.27 | #N/A | 886240.51 | #N/A |  | 56 | #N/A | #N/A | #N/A | #N/A | #N/A | #N/A | #N/A | #N/A | #N/A | #N/A | #N/A | R22 | 26 | 286 | 47.5288 | 47.6749 | 47.8207 | 47.9662 | 48.1114 | 48.2563 | 48.4008 | 48.545 | 48.6888 | 48.8322 | 48.9752 | 49.1179 | 49.2601 | 49.4019 | 49.5433 | 49.6842 | 49.8247 | 49.9647 | 50.1042 | 50.2432 | 50.3818 | 50.5198 | 50.6573 | 50.7942 | 50.9306 | 51.0664 | 51.2017 | 51.3364 | 51.4705 | 51.604 | 51.7368 | 51.8691 | 52.0007 | 52.1316 | 52.2619 | 52.3916 | 52.5205 | 52.6487 | 52.7763 | 52.9031 | 53.0292 | 53.1545 | 53.2791 | 53.4029 | 53.526 | 53.6482 | 53.7697 | 53.8903 | 54.0101 | 54.1291 | 54.2472 | 54.3644 | 54.4808 | 54.5962 | 54.7108 | 54.8244 | 54.9371 | 55.0488 | 55.1596 | 55.2694 | 55.3781
| 57 | 3586102.13 | 1564929.18 | 2272302.79 | 2704449.79 | 2704449.79 | 2763601.28 | 2587757.28 | 2587757.28 | #N/A | 907882.52 | #N/A |  | 57 | #N/A | #N/A | #N/A | #N/A | #N/A | #N/A | #N/A | #N/A | #N/A | #N/A | #N/A | R22 | 27 | 287 | 47.0711 | 47.217 | 47.3625 | 47.5078 | 47.6527 | 47.7973 | 47.9416 | 48.0855 | 48.2291 | 48.3723 | 48.5151 | 48.6575 | 48.7995 | 48.9411 | 49.0822 | 49.2229 | 49.3631 | 49.5029 | 49.6422 | 49.781 | 49.9193 | 50.057 | 50.1943 | 50.331 | 50.4672 | 50.6028 | 50.7378 | 50.8723 | 51.0062 | 51.1394 | 51.2721 | 51.4041 | 51.5355 | 51.6662 | 51.7963 | 51.9257 | 52.0544 | 52.1824 | 52.3098 | 52.4364 | 52.5622 | 52.6874 | 52.8118 | 52.9354 | 53.0582 | 53.1803 | 53.3015 | 53.4219 | 53.5415 | 53.6603 | 53.7782 | 53.8952 | 54.0114 | 54.1267 | 54.241 | 54.3545 | 54.467 | 54.5785 | 54.6891 | 54.7987 | 54.9073
| 58 | 3666298.95 | 1602973.33 | 2322708.37 | 2764281.6 | 2764281.6 | 2824963.9 | 2645279.58 | 2645279.58 | #N/A | 929894.79 | #N/A |  | 58 | #N/A | #N/A | #N/A | #N/A | #N/A | #N/A | #N/A | #N/A | #N/A | #N/A | #N/A | R22 | 28 | 288 | 46.6129 | 46.7585 | 46.9038 | 47.0488 | 47.1935 | 47.3379 | 47.4819 | 47.6256 | 47.7689 | 47.9119 | 48.0544 | 48.1966 | 48.3384 | 48.4797 | 48.6206 | 48.761 | 48.901 | 49.0406 | 49.1796 | 49.3182 | 49.4562 | 49.5938 | 49.7308 | 49.8673 | 50.0032 | 50.1386 | 50.2734 | 50.4077 | 50.5413 | 50.6743 | 50.8068 | 50.9386 | 51.0697 | 51.2002 | 51.3301 | 51.4593 | 51.5878 | 51.7156 | 51.8427 | 51.9691 | 52.0947 | 52.2197 | 52.3438 | 52.4672 | 52.5899 | 52.7117 | 52.8328 | 52.953 | 53.0724 | 53.1909 | 53.3087 | 53.4255 | 53.5415 | 53.6565 | 53.7707 | 53.884 | 53.9963 | 54.1076 | 54.218 | 54.3274 | 54.4358
| 59 | 3747880.76 | 1641714.49 | 2373942.27 | 2825164.52 | 2825164.52 | 2887449.66 | 2703745.18 | 2703745.18 | #N/A | 952280.44 | #N/A |  | 59 | #N/A | #N/A | #N/A | #N/A | #N/A | #N/A | #N/A | #N/A | #N/A | #N/A | #N/A | R22 | 29 | 289 | 46.1421 | 46.2875 | 46.4325 | 46.5773 | 46.7217 | 46.8659 | 47.0096 | 47.1531 | 47.2962 | 47.4389 | 47.5812 | 47.7231 | 47.8646 | 48.0057 | 48.1464 | 48.2866 | 48.4263 | 48.5656 | 48.7044 | 48.8428 | 48.9806 | 49.1179 | 49.2547 | 49.3909 | 49.5266 | 49.6618 | 49.7964 | 49.9304 | 50.0638 | 50.1966 | 50.3288 | 50.4604 | 50.5913 | 50.7216 | 50.8512 | 50.9802 | 51.1085 | 51.2361 | 51.363 | 51.4891 | 51.6146 | 51.7393 | 51.8632 | 51.9864 | 52.1089 | 52.2305 | 52.3513 | 52.4714 | 52.5905 | 52.7089 | 52.8264 | 52.9431 | 53.0588 | 53.1737 | 53.2877 | 53.4007 | 53.5128 | 53.624 | 53.7342 | 53.8434 | 53.9517
| 60 | 3830866.06 | 1681162.07 | 2426014.63 | 2887115.95 | 2887115.95 | 2951081.47 | 2763164.17 | 2763164.17 | #N/A | 975042.55 | #N/A |  | 60 | #N/A | #N/A | #N/A | #N/A | #N/A | #N/A | #N/A | #N/A | #N/A | #N/A | #N/A | R22 | 30 | 290 | 45.6803 | 45.8254 | 45.9702 | 46.1148 | 46.259 | 46.4028 | 46.5464 | 46.6896 | 46.8324 | 46.9748 | 47.1169 | 47.2586 | 47.3999 | 47.5407 | 47.6811 | 47.8211 | 47.9606 | 48.0997 | 48.2382 | 48.3763 | 48.5139 | 48.651 | 48.7875 | 48.9235 | 49.059 | 49.1939 | 49.3283 | 49.4621 | 49.5952 | 49.7278 | 49.8598 | 49.9911 | 50.1219 | 50.2519 | 50.3813 | 50.5101 | 50.6381 | 50.7655 | 50.8922 | 51.0181 | 51.1434 | 51.2678 | 51.3916 | 51.5146 | 51.6368 | 51.7582 | 51.8788 | 51.9986 | 52.1176 | 52.2358 | 52.3531 | 52.4695 | 52.5851 | 52.6998 | 52.8136 | 52.9264 | 53.0383 | 53.1493 | 53.2593 | 53.3684 | 53.4764
| 61 | 3915273.6 | 1721325.63 | 2478935.8 | 2950153.73 | 2950153.73 | 3015883.03 | 2823546.69 | 2823546.69 | #N/A | 998184.18 | #N/A |  | 61 | #N/A | #N/A | #N/A | #N/A | #N/A | #N/A | #N/A | #N/A | #N/A | #N/A | #N/A | R22 | 31 | 291 | 45.2179 | 45.3628 | 45.5073 | 45.6516 | 45.7955 | 45.9392 | 46.0824 | 46.2254 | 46.368 | 46.5102 | 46.652 | 46.7934 | 46.9344 | 47.075 | 47.2152 | 47.3549 | 47.4942 | 47.633 | 47.7714 | 47.9092 | 48.0465 | 48.1834 | 48.3197 | 48.4555 | 48.5907 | 48.7254 | 48.8595 | 48.993 | 49.126 | 49.2583 | 49.3901 | 49.5212 | 49.6517 | 49.7815 | 49.9107 | 50.0392 | 50.1671 | 50.2942 | 50.4207 | 50.5464 | 50.6714 | 50.7957 | 50.9192 | 51.042 | 51.164 | 51.2852 | 51.4056 | 51.5252 | 51.644 | 51.7619 | 51.879 | 51.9953 | 52.1106 | 52.2251 | 52.3387 | 52.4513 | 52.5631 | 52.6739 | 52.7837 | 52.8925 | 53.0004
| 62 | 4001122.37 | 1762214.91 | 2532716.34 | 3014296.16 | 3014296.16 | 3081878.89 | 2884902.92 | 2884902.92 | #N/A | 1021708.37 | #N/A |  | 62 | #N/A | #N/A | #N/A | #N/A | #N/A | #N/A | #N/A | #N/A | #N/A | #N/A | #N/A | R22 | 32 | 292 | 44.7548 | 44.8994 | 45.0437 | 45.1877 | 45.3314 | 45.4748 | 45.6178 | 45.7605 | 45.9029 | 46.0448 | 46.1864 | 46.3276 | 46.4683 | 46.6087 | 46.7486 | 46.8881 | 47.0271 | 47.1657 | 47.3038 | 47.4414 | 47.5785 | 47.7151 | 47.8511 | 47.9867 | 48.1217 | 48.2561 | 48.39 | 48.5233 | 48.656 | 48.7881 | 48.9196 | 49.0505 | 49.1808 | 49.3104 | 49.4393 | 49.5676 | 49.6953 | 49.8222 | 49.9484 | 50.0739 | 50.1987 | 50.3228 | 50.4461 | 50.5686 | 50.6904 | 50.8114 | 50.9316 | 51.051 | 51.1696 | 51.2873 | 51.4042 | 51.5202 | 51.6354 | 51.7497 | 51.863 | 51.9755 | 52.087 | 52.1976 | 52.3072 | 52.4159 | 52.5236
| 63 | 4088431.59 | 1803839.76 | 2587367.05 | 3079562.04 | 3079562.04 | 3149094.52 | 2947243.11 | 2947243.11 | #N/A | 1045618.16 | #N/A |  | 63 | #N/A | #N/A | #N/A | #N/A | #N/A | #N/A | #N/A | #N/A | #N/A | #N/A | #N/A | R22 | 33 | 293 | 44.2911 | 44.4354 | 44.5795 | 44.7232 | 44.8667 | 45.0098 | 45.1526 | 45.295 | 45.4371 | 45.5788 | 45.7201 | 45.861 | 46.0015 | 46.1416 | 46.2813 | 46.4205 | 46.5593 | 46.6976 | 46.8355 | 46.9728 | 47.1097 | 47.246 | 47.3819 | 47.5172 | 47.6519 | 47.7861 | 47.9198 | 48.0528 | 48.1853 | 48.3172 | 48.4485 | 48.5791 | 48.7091 | 48.8385 | 48.9672 | 49.0953 | 49.2227 | 49.3494 | 49.4754 | 49.6007 | 49.7252 | 49.8491 | 49.9722 | 50.0945 | 50.216 | 50.3368 | 50.4568 | 50.576 | 50.6944 | 50.8119 | 50.9286 | 51.0444 | 51.1594 | 51.2734 | 51.3866 | 51.4989 | 51.6102 | 51.7206 | 51.83 | 51.9385 | 52.0459
| 64 | 4177220.75 | 1846210.25 | 2642898.96 | 3145970.67 | 3145970.67 | 3217556.32 | 3010577.58 | 3010577.58 | #N/A | 1069916.55 | #N/A |  | 64 | #N/A | #N/A | #N/A | #N/A | #N/A | #N/A | #N/A | #N/A | #N/A | #N/A | #N/A | R22 | 34 | 294 | 43.8267 | 43.9707 | 44.1145 | 44.258 | 44.4012 | 44.544 | 44.6866 | 44.8287 | 44.9706 | 45.112 | 45.2531 | 45.3937 | 45.534 | 45.6739 | 45.8133 | 45.9523 | 46.0908 | 46.2288 | 46.3664 | 46.5035 | 46.6402 | 46.7763 | 46.9118 | 47.0469 | 47.1814 | 47.3154 | 47.4488 | 47.5816 | 47.7138 | 47.8455 | 47.9765 | 48.1069 | 48.2367 | 48.3659 | 48.4943 | 48.6222 | 48.7493 | 48.8758 | 49.0016 | 49.1266 | 49.251 | 49.3746 | 49.4974 | 49.6196 | 49.7409 | 49.8615 | 49.9812 | 50.1002 | 50.2183 | 50.3357 | 50.4521 | 50.5678 | 50.6825 | 50.7964 | 50.9093 | 51.0214 | 51.1325 | 51.2427 | 51.3519 | 51.4602 | 51.5675
| 65 | 4267509.57 | 1889336.59 | 2699323.38 | 3213541.86 | 3213541.86 | 3287291.66 | 3074916.68 | 3074916.68 | #N/A | 1094606.51 | #N/A |  | 65 | #N/A | #N/A | #N/A | #N/A | #N/A | #N/A | #N/A | #N/A | #N/A | #N/A | #N/A | R22 | 35 | 295 | 43.3615 | 43.5053 | 43.6488 | 43.7921 | 43.935 | 44.0776 | 44.2198 | 44.3618 | 44.5033 | 44.6445 | 44.7853 | 44.9257 | 45.0657 | 45.2053 | 45.3445 | 45.4832 | 45.6215 | 45.7593 | 45.8966 | 46.0335 | 46.1699 | 46.3057 | 46.441 | 46.5759 | 46.7101 | 46.8438 | 46.977 | 47.1096 | 47.2416 | 47.373 | 47.5038 | 47.6339 | 47.7635 | 47.8924 | 48.0206 | 48.1482 | 48.2752 | 48.4014 | 48.5269 | 48.6518 | 48.7759 | 48.8993 | 49.0219 | 49.1438 | 49.2649 | 49.3853 | 49.5048 | 49.6236 | 49.7415 | 49.8586 | 49.9749 | 50.0903 | 50.2048 | 50.3185 | 50.4312 | 50.5431 | 50.654 | 50.764 | 50.873 | 50.9811 | 51.0882
| 66 | #N/A | 1933229.19 | #N/A | #N/A | #N/A | #N/A | #N/A | #N/A | #N/A | #N/A | #N/A |  | 66 | #N/A | #N/A | #N/A | #N/A | #N/A | #N/A | #N/A | #N/A | #N/A | #N/A | #N/A | R22 | 36 | 296 | 42.8956 | 43.0392 | 43.1824 | 43.3254 | 43.468 | 43.6104 | 43.7524 | 43.894 | 44.0353 | 44.1762 | 44.3168 | 44.4569 | 44.5967 | 44.736 | 44.8749 | 45.0134 | 45.1514 | 45.289 | 45.426 | 45.5626 | 45.6988 | 45.8344 | 45.9694 | 46.104 | 46.238 | 46.3715 | 46.5044 | 46.6367 | 46.7685 | 46.8996 | 47.0302 | 47.1601 | 47.2894 | 47.4181 | 47.5461 | 47.6735 | 47.8002 | 47.9262 | 48.0515 | 48.1761 | 48.3 | 48.4231 | 48.5455 | 48.6672 | 48.7881 | 48.9082 | 49.0275 | 49.1461 | 49.2638 | 49.3807 | 49.4967 | 49.6119 | 49.7262 | 49.8397 | 49.9522 | 50.0639 | 50.1746 | 50.2844 | 50.3932 | 50.5011 | 50.608
| 67 | #N/A | 1977898.62 | #N/A | #N/A | #N/A | #N/A | #N/A | #N/A | #N/A | #N/A | #N/A |  | 67 | #N/A | #N/A | #N/A | #N/A | #N/A | #N/A | #N/A | #N/A | #N/A | #N/A | #N/A | R22 | 37 | 297 | 42.4289 | 42.5722 | 42.7152 | 42.8579 | 43.0003 | 43.1423 | 43.2841 | 43.4255 | 43.5665 | 43.7072 | 43.8474 | 43.9873 | 44.1268 | 44.2659 | 44.4045 | 44.5427 | 44.6805 | 44.8178 | 44.9546 | 45.091 | 45.2268 | 45.3622 | 45.497 | 45.6313 | 45.7651 | 45.8983 | 46.031 | 46.163 | 46.2945 | 46.4255 | 46.5558 | 46.6855 | 46.8145 | 46.943 | 47.0707 | 47.1979 | 47.3243 | 47.4501 | 47.5751 | 47.6995 | 47.8232 | 47.9461 | 48.0683 | 48.1897 | 48.3104 | 48.4303 | 48.5494 | 48.6677 | 48.7852 | 48.9018 | 49.0177 | 49.1326 | 49.2468 | 49.36 | 49.4723 | 49.5838 | 49.6943 | 49.8039 | 49.9125 | 50.0201 | 50.1268
| 68 | #N/A | 2023355.67 | #N/A | #N/A | #N/A | #N/A | #N/A | #N/A | #N/A | #N/A | #N/A |  | 68 | #N/A | #N/A | #N/A | #N/A | #N/A | #N/A | #N/A | #N/A | #N/A | #N/A | #N/A | R22 | 38 | 298 | 41.9615 | 42.1045 | 42.2472 | 42.3896 | 42.5317 | 42.6735 | 42.815 | 42.9561 | 43.0969 | 43.2373 | 43.3773 | 43.5169 | 43.6561 | 43.7949 | 43.9333 | 44.0713 | 44.2088 | 44.3458 | 44.4824 | 44.6185 | 44.7541 | 44.8891 | 45.0237 | 45.1578 | 45.2913 | 45.4242 | 45.5567 | 45.6885 | 45.8197 | 45.9504 | 46.0805 | 46.2099 | 46.3387 | 46.4669 | 46.5945 | 46.7213 | 46.8475 | 46.9731 | 47.0979 | 47.222 | 47.3455 | 47.4681 | 47.5901 | 47.7113 | 47.8317 | 47.9514 | 48.0703 | 48.1884 | 48.3056 | 48.4221 | 48.5377 | 48.6525 | 48.7663 | 48.8794 | 48.9915 | 49.1027 | 49.213 | 49.3224 | 49.4308 | 49.5383 | 49.6447
| 69 | #N/A | 2069611.32 | #N/A | #N/A | #N/A | #N/A | #N/A | #N/A | #N/A | #N/A | #N/A |  | 69 | #N/A | #N/A | #N/A | #N/A | #N/A | #N/A | #N/A | #N/A | #N/A | #N/A | #N/A | R22 | 39 | 299 | 41.4932 | 41.6359 | 41.7784 | 41.9205 | 42.0623 | 42.2039 | 42.3451 | 42.4859 | 42.6264 | 42.7665 | 42.9063 | 43.0456 | 43.1846 | 43.3231 | 43.4612 | 43.5989 | 43.7362 | 43.8729 | 44.0092 | 44.1451 | 44.2804 | 44.4152 | 44.5495 | 44.6833 | 44.8166 | 44.9493 | 45.0815 | 45.213 | 45.344 | 45.4744 | 45.6043 | 45.7335 | 45.862 | 45.99 | 46.1173 | 46.2439 | 46.3699 | 46.4951 | 46.6197 | 46.7436 | 46.8668 | 46.9893 | 47.111 | 47.232 | 47.3522 | 47.4716 | 47.5902 | 47.7081 | 47.8251 | 47.9414 | 48.0568 | 48.1713 | 48.285 | 48.3978 | 48.5097 | 48.6207 | 48.7308 | 48.8399 | 48.9482 | 49.0554 | 49.1617
| 70 | #N/A | 2116676.75 | #N/A | #N/A | #N/A | #N/A | #N/A | #N/A | #N/A | #N/A | #N/A |  | 70 | #N/A | #N/A | #N/A | #N/A | #N/A | #N/A | #N/A | #N/A | #N/A | #N/A | #N/A | R22 | 40 | 300 | 41.024 | 41.1665 | 41.3087 | 41.4505 | 41.5921 | 41.7333 | 41.8743 | 42.0148 | 42.155 | 42.2949 | 42.4344 | 42.5735 | 42.7121 | 42.8504 | 42.9883 | 43.1257 | 43.2626 | 43.3991 | 43.5352 | 43.6707 | 43.8058 | 43.9404 | 44.0744 | 44.208 | 44.341 | 44.4734 | 44.6053 | 44.7366 | 44.8674 | 44.9975 | 45.1271 | 45.256 | 45.3844 | 45.5121 | 45.6391 | 45.7655 | 45.8912 | 46.0162 | 46.1406 | 46.2643 | 46.3872 | 46.5094 | 46.6309 | 46.7516 | 46.8716 | 46.9908 | 47.1092 | 47.2268 | 47.3437 | 47.4597 | 47.5748 | 47.6891 | 47.8026 | 47.9152 | 48.0269 | 48.1377 | 48.2475 | 48.3565 | 48.4645 | 48.5715 | 48.6776
| 71 | #N/A | 2164563.35 | #N/A | #N/A | #N/A | #N/A | #N/A | #N/A | #N/A | #N/A | #N/A |  | 71 | #N/A | #N/A | #N/A | #N/A | #N/A | #N/A | #N/A | #N/A | #N/A | #N/A | #N/A | R22 | 41 | 301 | 40.5404 | 40.6825 | 40.8244 | 40.966 | 41.1073 | 41.2483 | 41.3889 | 41.5292 | 41.6691 | 41.8087 | 41.9479 | 42.0867 | 42.2251 | 42.3631 | 42.5007 | 42.6378 | 42.7745 | 42.9108 | 43.0465 | 43.1818 | 43.3166 | 43.4509 | 43.5847 | 43.718 | 43.8507 | 43.9829 | 44.1146 | 44.2456 | 44.3761 | 44.506 | 44.6353 | 44.764 | 44.8921 | 45.0195 | 45.1463 | 45.2724 | 45.3979 | 45.5227 | 45.6468 | 45.7702 | 45.8929 | 46.0149 | 46.1361 | 46.2566 | 46.3764 | 46.4953 | 46.6135 | 46.7309 | 46.8475 | 46.9633 | 47.0782 | 47.1923 | 47.3055 | 47.4179 | 47.5293 | 47.6399 | 47.7496 | 47.8583 | 47.9661 | 48.0729 | 48.1788
| 72 | #N/A | 2213282.74 | #N/A | #N/A | #N/A | #N/A | #N/A | #N/A | #N/A | #N/A | #N/A |  | 72 | #N/A | #N/A | #N/A | #N/A | #N/A | #N/A | #N/A | #N/A | #N/A | #N/A | #N/A | R22 | 42 | 302 | 40.0681 | 40.21 | 40.3516 | 40.4929 | 40.6339 | 40.7746 | 40.915 | 41.055 | 41.1946 | 41.3339 | 41.4729 | 41.6114 | 41.7495 | 41.8872 | 42.0245 | 42.1614 | 42.2978 | 42.4338 | 42.5693 | 42.7043 | 42.8388 | 42.9729 | 43.1064 | 43.2394 | 43.3719 | 43.5038 | 43.6352 | 43.766 | 43.8962 | 44.0258 | 44.1549 | 44.2833 | 44.4111 | 44.5383 | 44.6648 | 44.7907 | 44.9159 | 45.0405 | 45.1644 | 45.2875 | 45.41 | 45.5317 | 45.6527 | 45.7729 | 45.8924 | 46.0112 | 46.1291 | 46.2463 | 46.3626 | 46.4782 | 46.5929 | 46.7067 | 46.8197 | 46.9319 | 47.0431 | 47.1535 | 47.2629 | 47.3714 | 47.479 | 47.5856 | 47.6913
| 73 | #N/A | 2262846.77 | #N/A | #N/A | #N/A | #N/A | #N/A | #N/A | #N/A | #N/A | #N/A |  | 73 | #N/A | #N/A | #N/A | #N/A | #N/A | #N/A | #N/A | #N/A | #N/A | #N/A | #N/A | R22 | 43 | 303 | 39.5949 | 39.7365 | 39.8778 | 40.0188 | 40.1595 | 40.2999 | 40.44 | 40.5797 | 40.7191 | 40.8581 | 40.9967 | 41.135 | 41.2729 | 41.4103 | 41.5473 | 41.6839 | 41.82 | 41.9557 | 42.091 | 42.2257 | 42.36 | 42.4937 | 42.627 | 42.7597 | 42.8919 | 43.0236 | 43.1547 | 43.2852 | 43.4152 | 43.5445 | 43.6733 | 43.8015 | 43.929 | 44.056 | 44.1823 | 44.3079 | 44.4329 | 44.5571 | 44.6807 | 44.8037 | 44.9259 | 45.0473 | 45.1681 | 45.2881 | 45.4074 | 45.5258 | 45.6436 | 45.7605 | 45.8766 | 45.9919 | 46.1064 | 46.22 | 46.3328 | 46.4447 | 46.5557 | 46.6658 | 46.775 | 46.8833 | 46.9907 | 47.0971 | 47.2025
| 74 | #N/A | 2313267.53 | #N/A | #N/A | #N/A | #N/A | #N/A | #N/A | #N/A | #N/A | #N/A |  | 74 | #N/A | #N/A | #N/A | #N/A | #N/A | #N/A | #N/A | #N/A | #N/A | #N/A | #N/A | R22 | 44 | 304 | 39.1206 | 39.2619 | 39.4029 | 39.5436 | 39.6841 | 39.8242 | 39.9639 | 40.1034 | 40.2425 | 40.3812 | 40.5196 | 40.6575 | 40.7951 | 40.9322 | 41.069 | 41.2053 | 41.3412 | 41.4766 | 41.6115 | 41.746 | 41.88 | 42.0134 | 42.1464 | 42.2789 | 42.4108 | 42.5422 | 42.673 | 42.8033 | 42.933 | 43.0621 | 43.1906 | 43.3185 | 43.4458 | 43.5725 | 43.6985 | 43.8239 | 43.9486 | 44.0726 | 44.196 | 44.3186 | 44.4406 | 44.5618 | 44.6823 | 44.8021 | 44.9211 | 45.0393 | 45.1568 | 45.2735 | 45.3893 | 45.5044 | 45.6186 | 45.732 | 45.8446 | 45.9562 | 46.067 | 46.1769 | 46.2859 | 46.394 | 46.5011 | 46.6073 | 46.7125
| 75 | #N/A | 2364557.33 | #N/A | #N/A | #N/A | #N/A | #N/A | #N/A | #N/A | #N/A | #N/A |  | 75 | #N/A | #N/A | #N/A | #N/A | #N/A | #N/A | #N/A | #N/A | #N/A | #N/A | #N/A | R22 | 45 | 305 | 38.6452 | 38.7862 | 38.9269 | 39.0673 | 39.2075 | 39.3473 | 39.4868 | 39.6259 | 39.7647 | 39.9032 | 40.0412 | 40.1789 | 40.3162 | 40.453 | 40.5895 | 40.7255 | 40.8611 | 40.9962 | 41.1309 | 41.2651 | 41.3988 | 41.532 | 41.6647 | 41.7969 | 41.9285 | 42.0596 | 42.1902 | 42.3202 | 42.4496 | 42.5784 | 42.7067 | 42.8343 | 42.9614 | 43.0878 | 43.2135 | 43.3386 | 43.4631 | 43.5868 | 43.7099 | 43.8323 | 43.954 | 44.075 | 44.1953 | 44.3148 | 44.4335 | 44.5515 | 44.6687 | 44.7852 | 44.9008 | 45.0156 | 45.1296 | 45.2428 | 45.3551 | 45.4665 | 45.5771 | 45.6868 | 45.7955 | 45.9034 | 46.0103 | 46.1162 | 46.2212
| 76 | #N/A | #N/A | #N/A | #N/A | #N/A | #N/A | #N/A | #N/A | #N/A | #N/A | #N/A |  | 76 | #N/A | #N/A | #N/A | #N/A | #N/A | #N/A | #N/A | #N/A | #N/A | #N/A | #N/A | R22 | 46 | 306 | 38.1686 | 38.3093 | 38.4498 | 38.5899 | 38.7297 | 38.8692 | 39.0084 | 39.1473 | 39.2858 | 39.4239 | 39.5617 | 39.6991 | 39.8361 | 39.9727 | 40.1088 | 40.2446 | 40.3798 | 40.5147 | 40.6491 | 40.783 | 40.9164 | 41.0493 | 41.1817 | 41.3136 | 41.445 | 41.5758 | 41.7061 | 41.8358 | 41.965 | 42.0935 | 42.2215 | 42.3489 | 42.4756 | 42.6018 | 42.7273 | 42.8521 | 42.9763 | 43.0998 | 43.2226 | 43.3448 | 43.4662 | 43.5869 | 43.7069 | 43.8262 | 43.9447 | 44.0624 | 44.1794 | 44.2956 | 44.411 | 44.5256 | 44.6393 | 44.7522 | 44.8643 | 44.9755 | 45.0858 | 45.1953 | 45.3038 | 45.4114 | 45.5181 | 45.6238 | 45.7286
| 77 | #N/A | #N/A | #N/A | #N/A | #N/A | #N/A | #N/A | #N/A | #N/A | #N/A | #N/A |  | 77 | #N/A | #N/A | #N/A | #N/A | #N/A | #N/A | #N/A | #N/A | #N/A | #N/A | #N/A | R22 | 47 | 307 | 37.6909 | 37.8313 | 37.9714 | 38.1112 | 38.2508 | 38.39 | 38.5289 | 38.6674 | 38.8056 | 38.9435 | 39.081 | 39.218 | 39.3547 | 39.491 | 39.6269 | 39.7623 | 39.8973 | 40.0319 | 40.166 | 40.2996 | 40.4327 | 40.5654 | 40.6975 | 40.8291 | 40.9602 | 41.0907 | 41.2207 | 41.3502 | 41.4791 | 41.6073 | 41.735 | 41.8621 | 41.9886 | 42.1145 | 42.2397 | 42.3643 | 42.4882 | 42.6114 | 42.734 | 42.8559 | 42.977 | 43.0975 | 43.2172 | 43.3362 | 43.4545 | 43.572 | 43.6887 | 43.8046 | 43.9198 | 44.0341 | 44.1476 | 44.2603 | 44.3721 | 44.4831 | 44.5932 | 44.7024 | 44.8107 | 44.9181 | 45.0245 | 45.13 | 45.2346
| 78 | #N/A | #N/A | #N/A | #N/A | #N/A | #N/A | #N/A | #N/A | #N/A | #N/A | #N/A |  | 78 | #N/A | #N/A | #N/A | #N/A | #N/A | #N/A | #N/A | #N/A | #N/A | #N/A | #N/A | R22 | 48 | 308 | 37.2119 | 37.352 | 37.4918 | 37.6313 | 37.7706 | 37.9095 | 38.0481 | 38.1863 | 38.3242 | 38.4618 | 38.5989 | 38.7357 | 38.8721 | 39.0081 | 39.1437 | 39.2788 | 39.4135 | 39.5478 | 39.6816 | 39.8149 | 39.9477 | 40.0801 | 40.2119 | 40.3433 | 40.4741 | 40.6043 | 40.734 | 40.8632 | 40.9918 | 41.1198 | 41.2472 | 41.374 | 41.5002 | 41.6258 | 41.7507 | 41.875 | 41.9987 | 42.1217 | 42.244 | 42.3656 | 42.4865 | 42.6067 | 42.7262 | 42.8449 | 42.9629 | 43.0801 | 43.1966 | 43.3123 | 43.4272 | 43.5412 | 43.6545 | 43.7669 | 43.8785 | 43.9892 | 44.0991 | 44.208 | 44.3161 | 44.4233 | 44.5295 | 44.6347 | 44.7391
| 79 | #N/A | #N/A | #N/A | #N/A | #N/A | #N/A | #N/A | #N/A | #N/A | #N/A | #N/A |  | 79 | #N/A | #N/A | #N/A | #N/A | #N/A | #N/A | #N/A | #N/A | #N/A | #N/A | #N/A | R22 | 49 | 309 | 36.7316 | 36.8714 | 37.0109 | 37.1501 | 37.2891 | 37.4277 | 37.5659 | 37.7039 | 37.8415 | 37.9787 | 38.1156 | 38.2521 | 38.3881 | 38.5238 | 38.6591 | 38.7939 | 38.9284 | 39.0623 | 39.1958 | 39.3288 | 39.4614 | 39.5934 | 39.725 | 39.856 | 39.9865 | 40.1165 | 40.2459 | 40.3748 | 40.5031 | 40.6308 | 40.7579 | 40.8845 | 41.0104 | 41.1357 | 41.2604 | 41.3844 | 41.5078 | 41.6305 | 41.7525 | 41.8738 | 41.9945 | 42.1144 | 42.2336 | 42.3521 | 42.4698 | 42.5868 | 42.703 | 42.8184 | 42.9331 | 43.0469 | 43.1599 | 43.2721 | 43.3834 | 43.4939 | 43.6035 | 43.7122 | 43.82 | 43.9269 | 44.0329 | 44.138 | 44.242
| 80 | #N/A | #N/A | #N/A | #N/A | #N/A | #N/A | #N/A | #N/A | #N/A | #N/A | #N/A |  | 80 | #N/A | #N/A | #N/A | #N/A | #N/A | #N/A | #N/A | #N/A | #N/A | #N/A | #N/A | R22 | 50 | 310 | 36.25 | 36.3895 | 36.5287 | 36.6676 | 36.8062 | 36.9445 | 37.0824 | 37.2201 | 37.3573 | 37.4943 | 37.6308 | 37.767 | 37.9028 | 38.0382 | 38.1731 | 38.3077 | 38.4418 | 38.5754 | 38.7086 | 38.8413 | 38.9736 | 39.1053 | 39.2366 | 39.3673 | 39.4975 | 39.6272 | 39.7563 | 39.8849 | 40.0129 | 40.1404 | 40.2672 | 40.3935 | 40.5191 | 40.6441 | 40.7685 | 40.8922 | 41.0153 | 41.1378 | 41.2595 | 41.3806 | 41.5009 | 41.6206 | 41.7395 | 41.8578 | 41.9752 | 42.0919 | 42.2079 | 42.323 | 42.4374 | 42.551 | 42.6637 | 42.7756 | 42.8867 | 42.997 | 43.1063 | 43.2148 | 43.3224 | 43.429 | 43.5348 | 43.6396 | 43.7434
| 81 | #N/A | #N/A | #N/A | #N/A | #N/A | #N/A | #N/A | #N/A | #N/A | #N/A | #N/A |  | 81 | #N/A | #N/A | #N/A | #N/A | #N/A | #N/A | #N/A | #N/A | #N/A | #N/A | #N/A | R22 | 51 | 311 | 35.767 | 35.9061 | 36.045 | 36.1836 | 36.3219 | 36.4598 | 36.5975 | 36.7348 | 36.8718 | 37.0084 | 37.1446 | 37.2805 | 37.416 | 37.551 | 37.6857 | 37.8199 | 37.9537 | 38.087 | 38.2199 | 38.3523 | 38.4843 | 38.6157 | 38.7467 | 38.8771 | 39.007 | 39.1364 | 39.2653 | 39.3935 | 39.5213 | 39.6484 | 39.7749 | 39.9009 | 40.0263 | 40.151 | 40.2751 | 40.3985 | 40.5213 | 40.6435 | 40.765 | 40.8857 | 41.0058 | 41.1252 | 41.2439 | 41.3618 | 41.479 | 41.5955 | 41.7111 | 41.826 | 41.9401 | 42.0534 | 42.1659 | 42.2776 | 42.3884 | 42.4984 | 42.6075 | 42.7157 | 42.8231 | 42.9295 | 43.035 | 43.1395 | 43.2432
| 82 | #N/A | #N/A | #N/A | #N/A | #N/A | #N/A | #N/A | #N/A | #N/A | 1577028.45 | #N/A |  | 82 | #N/A | #N/A | #N/A | #N/A | #N/A | #N/A | #N/A | #N/A | #N/A | #N/A | #N/A | R22 | 52 | 312 | 35.2825 | 35.4213 | 35.5599 | 35.6981 | 35.8361 | 35.9737 | 36.111 | 36.248 | 36.3847 | 36.521 | 36.6569 | 36.7924 | 36.9276 | 37.0623 | 37.1967 | 37.3306 | 37.4641 | 37.5971 | 37.7297 | 37.8618 | 37.9934 | 38.1246 | 38.2552 | 38.3853 | 38.515 | 38.644 | 38.7726 | 38.9005 | 39.028 | 39.1548 | 39.2811 | 39.4067 | 39.5318 | 39.6562 | 39.78 | 39.9032 | 40.0257 | 40.1476 | 40.2688 | 40.3893 | 40.5091 | 40.6282 | 40.7466 | 40.8642 | 40.9811 | 41.0973 | 41.2127 | 41.3273 | 41.4412 | 41.5542 | 41.6665 | 41.7779 | 41.8884 | 41.9981 | 42.107 | 42.215 | 42.322 | 42.4282 | 42.5335 | 42.6378 | 42.7412
| 83 | #N/A | #N/A | #N/A | #N/A | #N/A | #N/A | #N/A | #N/A | #N/A | 1609250.85 | #N/A |  | 83 | #N/A | #N/A | #N/A | #N/A | #N/A | #N/A | #N/A | #N/A | #N/A | #N/A | #N/A | R22 | 53 | 313 | 34.7965 | 34.9349 | 35.0732 | 35.2111 | 35.3487 | 35.486 | 35.623 | 35.7597 | 35.896 | 36.032 | 36.1676 | 36.3028 | 36.4376 | 36.5721 | 36.7061 | 36.8397 | 36.9728 | 37.1056 | 37.2378 | 37.3696 | 37.5009 | 37.6318 | 37.7621 | 37.8919 | 38.0212 | 38.15 | 38.2782 | 38.4059 | 38.533 | 38.6596 | 38.7855 | 38.9109 | 39.0356 | 39.1598 | 39.2833 | 39.4062 | 39.5284 | 39.65 | 39.7709 | 39.8911 | 40.0106 | 40.1294 | 40.2475 | 40.3649 | 40.4815 | 40.5974 | 40.7126 | 40.8269 | 40.9405 | 41.0533 | 41.1652 | 41.2764 | 41.3867 | 41.4961 | 41.6047 | 41.7124 | 41.8192 | 41.9252 | 42.0302 | 42.1342 | 42.2373
| 84 | #N/A | #N/A | #N/A | #N/A | #N/A | #N/A | #N/A | #N/A | #N/A | 1641917.09 | #N/A |  | 84 | #N/A | #N/A | #N/A | #N/A | #N/A | #N/A | #N/A | #N/A | #N/A | #N/A | #N/A | R22 | 54 | 314 | 34.3088 | 34.447 | 34.5848 | 34.7224 | 34.8597 | 34.9967 | 35.1334 | 35.2697 | 35.4057 | 35.5414 | 35.6766 | 35.8115 | 35.946 | 36.0801 | 36.2138 | 36.3471 | 36.4799 | 36.6123 | 36.7443 | 36.8757 | 37.0067 | 37.1372 | 37.2673 | 37.3968 | 37.5258 | 37.6542 | 37.7821 | 37.9095 | 38.0363 | 38.1625 | 38.2882 | 38.4132 | 38.5377 | 38.6615 | 38.7848 | 38.9073 | 39.0293 | 39.1505 | 39.2711 | 39.3911 | 39.5103 | 39.6288 | 39.7467 | 39.8637 | 39.9801 | 40.0957 | 40.2106 | 40.3246 | 40.4379 | 40.5504 | 40.6621 | 40.773 | 40.883 | 40.9922 | 41.1005 | 41.208 | 41.3146 | 41.4202 | 41.525 | 41.6288 | 41.7317
| 85 | #N/A | #N/A | #N/A | #N/A | #N/A | #N/A | #N/A | #N/A | #N/A | 1675029.67 | #N/A |  | 85 | #N/A | #N/A | #N/A | #N/A | #N/A | #N/A | #N/A | #N/A | #N/A | #N/A | #N/A | R22 | 55 | 315 | 33.8195 | 33.9573 | 34.0948 | 34.2321 | 34.3691 | 34.5057 | 34.642 | 34.778 | 34.9137 | 35.049 | 35.1839 | 35.3185 | 35.4527 | 35.5864 | 35.7198 | 35.8527 | 35.9852 | 36.1173 | 36.2489 | 36.3801 | 36.5107 | 36.6409 | 36.7706 | 36.8998 | 37.0285 | 37.1566 | 37.2842 | 37.4113 | 37.5378 | 37.6637 | 37.789 | 37.9138 | 38.0379 | 38.1615 | 38.2844 | 38.4066 | 38.5283 | 38.6492 | 38.7696 | 38.8892 | 39.0081 | 39.1264 | 39.2439 | 39.3607 | 39.4768 | 39.5921 | 39.7067 | 39.8204 | 39.9335 | 40.0457 | 40.1571 | 40.2677 | 40.3775 | 40.4864 | 40.5944 | 40.7016 | 40.8079 | 40.9133 | 41.0178 | 41.1214 | 41.224
| 86 | #N/A | #N/A | #N/A | #N/A | #N/A | #N/A | #N/A | #N/A | #N/A | 1708591.04 | #N/A |  | 86 | #N/A | #N/A | #N/A | #N/A | #N/A | #N/A | #N/A | #N/A | #N/A | #N/A | #N/A | R22 | 56 | 316 | 33.3139 | 33.4513 | 33.5885 | 33.7254 | 33.862 | 33.9983 | 34.1343 | 34.27 | 34.4053 | 34.5403 | 34.6749 | 34.8091 | 34.9429 | 35.0763 | 35.2094 | 35.342 | 35.4741 | 35.6059 | 35.7372 | 35.868 | 35.9983 | 36.1282 | 36.2576 | 36.3864 | 36.5148 | 36.6426 | 36.7699 | 36.8966 | 37.0228 | 37.1484 | 37.2734 | 37.3978 | 37.5217 | 37.6449 | 37.7675 | 37.8895 | 38.0108 | 38.1315 | 38.2515 | 38.3708 | 38.4894 | 38.6074 | 38.7246 | 38.8411 | 38.9569 | 39.0719 | 39.1862 | 39.2997 | 39.4124 | 39.5244 | 39.6355 | 39.7458 | 39.8553 | 39.964 | 40.0717 | 40.1787 | 40.2847 | 40.3898 | 40.4941 | 40.5973 | 40.6997
| 87 | #N/A | #N/A | #N/A | #N/A | #N/A | #N/A | #N/A | #N/A | #N/A | 1742603.67 | #N/A |  | 87 | #N/A | #N/A | #N/A | #N/A | #N/A | #N/A | #N/A | #N/A | #N/A | #N/A | #N/A | R22 | 57 | 317 | 32.8199 | 32.957 | 33.0938 | 33.2304 | 33.3667 | 33.5026 | 33.6383 | 33.7736 | 33.9085 | 34.0431 | 34.1774 | 34.3113 | 34.4448 | 34.5778 | 34.7105 | 34.8428 | 34.9746 | 35.106 | 35.237 | 35.3675 | 35.4975 | 35.627 | 35.756 | 35.8846 | 36.0126 | 36.1401 | 36.267 | 36.3934 | 36.5193 | 36.6446 | 36.7693 | 36.8934 | 37.0169 | 37.1398 | 37.2621 | 37.3837 | 37.5047 | 37.6251 | 37.7448 | 37.8638 | 37.9822 | 38.0998 | 38.2167 | 38.3329 | 38.4484 | 38.5632 | 38.6771 | 38.7904 | 38.9028 | 39.0145 | 39.1253 | 39.2353 | 39.3445 | 39.4529 | 39.5604 | 39.6671 | 39.7728 | 39.8777 | 39.9816 | 40.0847 | 40.1868
| 88 | #N/A | #N/A | #N/A | #N/A | #N/A | #N/A | #N/A | #N/A | #N/A | 1777069.98 | #N/A |  | 88 | #N/A | #N/A | #N/A | #N/A | #N/A | #N/A | #N/A | #N/A | #N/A | #N/A | #N/A | R22 | 58 | 318 | 32.3239 | 32.4607 | 32.5972 | 32.7334 | 32.8693 | 33.0049 | 33.1402 | 33.2751 | 33.4097 | 33.544 | 33.6779 | 33.8114 | 33.9445 | 34.0773 | 34.2096 | 34.3415 | 34.473 | 34.6041 | 34.7347 | 34.8648 | 34.9945 | 35.1237 | 35.2524 | 35.3806 | 35.5083 | 35.6354 | 35.762 | 35.8881 | 36.0136 | 36.1386 | 36.263 | 36.3868 | 36.5099 | 36.6325 | 36.7545 | 36.8758 | 36.9965 | 37.1166 | 37.2359 | 37.3547 | 37.4727 | 37.59 | 37.7066 | 37.8225 | 37.9377 | 38.0522 | 38.1658 | 38.2788 | 38.3909 | 38.5023 | 38.6128 | 38.7226 | 38.8315 | 38.9396 | 39.0468 | 39.1532 | 39.2586 | 39.3632 | 39.4669 | 39.5697 | 39.6715
| 89 | #N/A | #N/A | #N/A | #N/A | #N/A | #N/A | #N/A | #N/A | #N/A | 1811992.35 | #N/A |  | 89 | #N/A | #N/A | #N/A | #N/A | #N/A | #N/A | #N/A | #N/A | #N/A | #N/A | #N/A | R22 | 59 | 319 | 31.8259 | 31.9623 | 32.0984 | 32.2342 | 32.3698 | 32.505 | 32.6399 | 32.7745 | 32.9088 | 33.0427 | 33.1762 | 33.3094 | 33.4422 | 33.5746 | 33.7065 | 33.8381 | 33.9693 | 34.1 | 34.2302 | 34.36 | 34.4893 | 34.6182 | 34.7465 | 34.8744 | 35.0017 | 35.1285 | 35.2548 | 35.3805 | 35.5057 | 35.6304 | 35.7544 | 35.8779 | 36.0007 | 36.123 | 36.2446 | 36.3656 | 36.486 | 36.6057 | 36.7248 | 36.8432 | 36.9609 | 37.0779 | 37.1942 | 37.3098 | 37.4247 | 37.5388 | 37.6522 | 37.7648 | 37.8767 | 37.9877 | 38.098 | 38.2074 | 38.3161 | 38.4239 | 38.5308 | 38.6369 | 38.7421 | 38.8464 | 38.9498 | 39.0523 | 39.1538
| 90 | #N/A | #N/A | #N/A | #N/A | #N/A | #N/A | #N/A | #N/A | #N/A | 1847373.16 | #N/A |  | 90 | #N/A | #N/A | #N/A | #N/A | #N/A | #N/A | #N/A | #N/A | #N/A | #N/A | #N/A | R22 | 60 | 320 | 31.3257 | 31.4617 | 31.5974 | 31.7329 | 31.8681 | 32.003 | 32.1375 | 32.2717 | 32.4056 | 32.5391 | 32.6723 | 32.8051 | 32.9375 | 33.0696 | 33.2012 | 33.3324 | 33.4632 | 33.5935 | 33.7234 | 33.8529 | 33.9818 | 34.1103 | 34.2383 | 34.3658 | 34.4928 | 34.6193 | 34.7452 | 34.8706 | 34.9955 | 35.1197 | 35.2435 | 35.3666 | 35.4891 | 35.611 | 35.7323 | 35.853 | 35.9731 | 36.0925 | 36.2112 | 36.3293 | 36.4466 | 36.5633 | 36.6793 | 36.7946 | 36.9092 | 37.023 | 37.1361 | 37.2484 | 37.3599 | 37.4707 | 37.5806 | 37.6898 | 37.7981 | 37.9056 | 38.0123 | 38.1181 | 38.223 | 38.327 | 38.4301 | 38.5323 | 38.6336
| 91 | #N/A | #N/A | #N/A | #N/A | #N/A | #N/A | #N/A | #N/A | #N/A | 1883214.75 | #N/A |  | 91 | #N/A | #N/A | #N/A | #N/A | #N/A | #N/A | #N/A | #N/A | #N/A | #N/A | #N/A | R22 | 61 | 321 | 30.8232 | 30.9588 | 31.0942 | 31.2293 | 31.3641 | 31.4985 | 31.6327 | 31.7666 | 31.9001 | 32.0333 | 32.1661 | 32.2985 | 32.4305 | 32.5622 | 32.6935 | 32.8243 | 32.9547 | 33.0847 | 33.2142 | 33.3433 | 33.4719 | 33.6001 | 33.7277 | 33.8548 | 33.9815 | 34.1076 | 34.2332 | 34.3582 | 34.4827 | 34.6067 | 34.73 | 34.8528 | 34.975 | 35.0966 | 35.2175 | 35.3379 | 35.4576 | 35.5766 | 35.6951 | 35.8128 | 35.9299 | 36.0462 | 36.1619 | 36.2769 | 36.3911 | 36.5046 | 36.6173 | 36.7293 | 36.8406 | 36.951 | 37.0607 | 37.1695 | 37.2776 | 37.3848 | 37.4911 | 37.5966 | 37.7012 | 37.805 | 37.9078 | 38.0097 | 38.1107
| 92 | #N/A | #N/A | #N/A | #N/A | #N/A | #N/A | #N/A | #N/A | #N/A | 1919519.43 | #N/A |  | 92 | #N/A | #N/A | #N/A | #N/A | #N/A | #N/A | #N/A | #N/A | #N/A | #N/A | #N/A | R22 | 62 | 322 | 30.3182 | 30.4535 | 30.5885 | 30.7232 | 30.8576 | 30.9917 | 31.1255 | 31.259 | 31.3921 | 31.5249 | 31.6573 | 31.7893 | 31.921 | 32.0523 | 32.1832 | 32.3137 | 32.4437 | 32.5733 | 32.7025 | 32.8312 | 32.9594 | 33.0872 | 33.2145 | 33.3413 | 33.4675 | 33.5933 | 33.7185 | 33.8432 | 33.9674 | 34.0909 | 34.2139 | 34.3364 | 34.4582 | 34.5794 | 34.7001 | 34.8201 | 34.9394 | 35.0582 | 35.1762 | 35.2936 | 35.4104 | 35.5264 | 35.6417 | 35.7564 | 35.8703 | 35.9835 | 36.0959 | 36.2076 | 36.3185 | 36.4286 | 36.538 | 36.6465 | 36.7542 | 36.8611 | 36.9672 | 37.0724 | 37.1767 | 37.2801 | 37.3827 | 37.4843 | 37.585
| 93 | #N/A | #N/A | #N/A | #N/A | #N/A | #N/A | #N/A | #N/A | #N/A | 1956289.48 | #N/A |  | 93 | #N/A | #N/A | #N/A | #N/A | #N/A | #N/A | #N/A | #N/A | #N/A | #N/A | #N/A | R22 | 63 | 323 | 29.8108 | 29.9456 | 30.0802 | 30.2145 | 30.3485 | 30.4823 | 30.6157 | 30.7487 | 30.8815 | 31.0139 | 31.1459 | 31.2776 | 31.4089 | 31.5398 | 31.6703 | 31.8004 | 31.93 | 32.0593 | 32.188 | 32.3164 | 32.4443 | 32.5716 | 32.6986 | 32.825 | 32.9509 | 33.0763 | 33.2011 | 33.3255 | 33.4492 | 33.5725 | 33.6951 | 33.8172 | 33.9387 | 34.0595 | 34.1798 | 34.2995 | 34.4185 | 34.5369 | 34.6546 | 34.7716 | 34.888 | 35.0037 | 35.1187 | 35.233 | 35.3466 | 35.4595 | 35.5716 | 35.6829 | 35.7935 | 35.9033 | 36.0123 | 36.1206 | 36.228 | 36.3346 | 36.4403 | 36.5452 | 36.6492 | 36.7523 | 36.8546 | 36.9559 | 37.0563
| 94 | #N/A | #N/A | #N/A | #N/A | #N/A | #N/A | #N/A | #N/A | #N/A | 1993527.18 | #N/A |  | 94 | #N/A | #N/A | #N/A | #N/A | #N/A | #N/A | #N/A | #N/A | #N/A | #N/A | #N/A | R22 | 64 | 324 | 29.3006 | 29.435 | 29.5692 | 29.7031 | 29.8368 | 29.9701 | 30.1031 | 30.2358 | 30.3681 | 30.5001 | 30.6318 | 30.763 | 30.8939 | 31.0244 | 31.1546 | 31.2843 | 31.4135 | 31.5424 | 31.6708 | 31.7987 | 31.9262 | 32.0532 | 32.1798 | 32.3058 | 32.4313 | 32.5564 | 32.6808 | 32.8048 | 32.9282 | 33.0511 | 33.1733 | 33.295 | 33.4162 | 33.5367 | 33.6566 | 33.7759 | 33.8946 | 34.0126 | 34.13 | 34.2467 | 34.3627 | 34.4781 | 34.5927 | 34.7067 | 34.8199 | 34.9324 | 35.0442 | 35.1552 | 35.2655 | 35.375 | 35.4837 | 35.5916 | 35.6986 | 35.8049 | 35.9103 | 36.0149 | 36.1186 | 36.2215 | 36.3234 | 36.4244 | 36.5245
| 95 | #N/A | #N/A | #N/A | #N/A | #N/A | #N/A | #N/A | #N/A | #N/A | 2031234.74 | #N/A |  | 95 | #N/A | #N/A | #N/A | #N/A | #N/A | #N/A | #N/A | #N/A | #N/A | #N/A | #N/A | R22 | 65 | 325 | 28.7876 | 28.9216 | 29.0554 | 29.1889 | 29.3221 | 29.455 | 29.5876 | 29.7199 | 29.8518 | 29.9834 | 30.1147 | 30.2456 | 30.3761 | 30.5062 | 30.6359 | 30.7652 | 30.8941 | 31.0225 | 31.1505 | 31.2781 | 31.4052 | 31.5318 | 31.658 | 31.7836 | 31.9088 | 32.0334 | 32.1575 | 32.2811 | 32.4041 | 32.5266 | 32.6485 | 32.7698 | 32.8906 | 33.0107 | 33.1303 | 33.2492 | 33.3675 | 33.4852 | 33.6022 | 33.7185 | 33.8342 | 33.9492 | 34.0635 | 34.1771 | 34.29 | 34.4022 | 34.5136 | 34.6243 | 34.7342 | 34.8434 | 34.9518 | 35.0593 | 35.1661 | 35.272 | 35.3771 | 35.4814 | 35.5848 | 35.6873 | 35.7889 | 35.8896 | 35.9894
| 96 | #N/A | #N/A | #N/A | #N/A | #N/A | #N/A | #N/A | #N/A | #N/A | 2069414.37 | #N/A |  | 96 | #N/A | #N/A | #N/A | #N/A | #N/A | #N/A | #N/A | #N/A | #N/A | #N/A | #N/A | R22 | 66 | 326 | #N/A | #N/A | #N/A | #N/A | #N/A | #N/A | #N/A | #N/A | #N/A | #N/A | #N/A | #N/A | #N/A | #N/A | #N/A | #N/A | #N/A | #N/A | #N/A | #N/A | #N/A | #N/A | #N/A | #N/A | #N/A | #N/A | #N/A | #N/A | #N/A | #N/A | #N/A | #N/A | #N/A | #N/A | #N/A | #N/A | #N/A | #N/A | #N/A | #N/A | #N/A | #N/A | #N/A | #N/A | #N/A | #N/A | #N/A | #N/A | #N/A | #N/A | #N/A | #N/A | #N/A | #N/A | #N/A | #N/A | #N/A | #N/A | #N/A | #N/A | #N/A
| 97 | #N/A | #N/A | #N/A | #N/A | #N/A | #N/A | #N/A | #N/A | #N/A | 2108068.25 | #N/A |  | 97 | #N/A | #N/A | #N/A | #N/A | #N/A | #N/A | #N/A | #N/A | #N/A | #N/A | #N/A | R22 | 67 | 327 | #N/A | #N/A | #N/A | #N/A | #N/A | #N/A | #N/A | #N/A | #N/A | #N/A | #N/A | #N/A | #N/A | #N/A | #N/A | #N/A | #N/A | #N/A | #N/A | #N/A | #N/A | #N/A | #N/A | #N/A | #N/A | #N/A | #N/A | #N/A | #N/A | #N/A | #N/A | #N/A | #N/A | #N/A | #N/A | #N/A | #N/A | #N/A | #N/A | #N/A | #N/A | #N/A | #N/A | #N/A | #N/A | #N/A | #N/A | #N/A | #N/A | #N/A | #N/A | #N/A | #N/A | #N/A | #N/A | #N/A | #N/A | #N/A | #N/A | #N/A | #N/A
| 98 | #N/A | #N/A | #N/A | #N/A | #N/A | #N/A | #N/A | #N/A | #N/A | 2147198.52 | #N/A |  | 98 | #N/A | #N/A | #N/A | #N/A | #N/A | #N/A | #N/A | #N/A | #N/A | #N/A | #N/A | R22 | 68 | 328 | #N/A | #N/A | #N/A | #N/A | #N/A | #N/A | #N/A | #N/A | #N/A | #N/A | #N/A | #N/A | #N/A | #N/A | #N/A | #N/A | #N/A | #N/A | #N/A | #N/A | #N/A | #N/A | #N/A | #N/A | #N/A | #N/A | #N/A | #N/A | #N/A | #N/A | #N/A | #N/A | #N/A | #N/A | #N/A | #N/A | #N/A | #N/A | #N/A | #N/A | #N/A | #N/A | #N/A | #N/A | #N/A | #N/A | #N/A | #N/A | #N/A | #N/A | #N/A | #N/A | #N/A | #N/A | #N/A | #N/A | #N/A | #N/A | #N/A | #N/A | #N/A
| 99 | #N/A | #N/A | #N/A | #N/A | #N/A | #N/A | #N/A | #N/A | #N/A | 2186807.32 | #N/A |  | 99 | #N/A | #N/A | #N/A | #N/A | #N/A | #N/A | #N/A | #N/A | #N/A | #N/A | #N/A | R22 | 69 | 329 | #N/A | #N/A | #N/A | #N/A | #N/A | #N/A | #N/A | #N/A | #N/A | #N/A | #N/A | #N/A | #N/A | #N/A | #N/A | #N/A | #N/A | #N/A | #N/A | #N/A | #N/A | #N/A | #N/A | #N/A | #N/A | #N/A | #N/A | #N/A | #N/A | #N/A | #N/A | #N/A | #N/A | #N/A | #N/A | #N/A | #N/A | #N/A | #N/A | #N/A | #N/A | #N/A | #N/A | #N/A | #N/A | #N/A | #N/A | #N/A | #N/A | #N/A | #N/A | #N/A | #N/A | #N/A | #N/A | #N/A | #N/A | #N/A | #N/A | #N/A | #N/A
| 100 | #N/A | #N/A | #N/A | #N/A | #N/A | #N/A | #N/A | #N/A | #N/A | 2226896.72 | #N/A |  | 100 | #N/A | #N/A | #N/A | #N/A | #N/A | #N/A | #N/A | #N/A | #N/A | #N/A | #N/A | R22 | 70 | 330 | #N/A | #N/A | #N/A | #N/A | #N/A | #N/A | #N/A | #N/A | #N/A | #N/A | #N/A | #N/A | #N/A | #N/A | #N/A | #N/A | #N/A | #N/A | #N/A | #N/A | #N/A | #N/A | #N/A | #N/A | #N/A | #N/A | #N/A | #N/A | #N/A | #N/A | #N/A | #N/A | #N/A | #N/A | #N/A | #N/A | #N/A | #N/A | #N/A | #N/A | #N/A | #N/A | #N/A | #N/A | #N/A | #N/A | #N/A | #N/A | #N/A | #N/A | #N/A | #N/A | #N/A | #N/A | #N/A | #N/A | #N/A | #N/A | #N/A | #N/A | #N/A
|  |  |  | Refrigerant | 7 | [20 empty] | R22 | 71 | 331 | #N/A | #N/A | #N/A | #N/A | #N/A | #N/A | #N/A | #N/A | #N/A | #N/A | #N/A | #N/A | #N/A | #N/A | #N/A | #N/A | #N/A | #N/A | #N/A | #N/A | #N/A | #N/A | #N/A | #N/A | #N/A | #N/A | #N/A | #N/A | #N/A | #N/A | #N/A | #N/A | #N/A | #N/A | #N/A | #N/A | #N/A | #N/A | #N/A | #N/A | #N/A | #N/A | #N/A | #N/A | #N/A | #N/A | #N/A | #N/A | #N/A | #N/A | #N/A | #N/A | #N/A | #N/A | #N/A | #N/A | #N/A | #N/A | #N/A | #N/A | #N/A
|  |  |  | Valves Type | 12 | [20 empty] | R22 | 72 | 332 | #N/A | #N/A | #N/A | #N/A | #N/A | #N/A | #N/A | #N/A | #N/A | #N/A | #N/A | #N/A | #N/A | #N/A | #N/A | #N/A | #N/A | #N/A | #N/A | #N/A | #N/A | #N/A | #N/A | #N/A | #N/A | #N/A | #N/A | #N/A | #N/A | #N/A | #N/A | #N/A | #N/A | #N/A | #N/A | #N/A | #N/A | #N/A | #N/A | #N/A | #N/A | #N/A | #N/A | #N/A | #N/A | #N/A | #N/A | #N/A | #N/A | #N/A | #N/A | #N/A | #N/A | #N/A | #N/A | #N/A | #N/A | #N/A | #N/A | #N/A | #N/A
| 0 | 0 | 0 | 0 | 0 | 0 | 0 | R507 | 0 | [16 empty] | R22 | 73 | 333 | #N/A | #N/A | #N/A | #N/A | #N/A | #N/A | #N/A | #N/A | #N/A | #N/A | #N/A | #N/A | #N/A | #N/A | #N/A | #N/A | #N/A | #N/A | #N/A | #N/A | #N/A | #N/A | #N/A | #N/A | #N/A | #N/A | #N/A | #N/A | #N/A | #N/A | #N/A | #N/A | #N/A | #N/A | #N/A | #N/A | #N/A | #N/A | #N/A | #N/A | #N/A | #N/A | #N/A | #N/A | #N/A | #N/A | #N/A | #N/A | #N/A | #N/A | #N/A | #N/A | #N/A | #N/A | #N/A | #N/A | #N/A | #N/A | #N/A | #N/A | #N/A
1 | 2 | 3 | 4 | 5 | 6 | 7 | 8 | 9 | 10 | [16 empty] | R22 | 74 | 334 | #N/A | #N/A | #N/A | #N/A | #N/A | #N/A | #N/A | #N/A | #N/A | #N/A | #N/A | #N/A | #N/A | #N/A | #N/A | #N/A | #N/A | #N/A | #N/A | #N/A | #N/A | #N/A | #N/A | #N/A | #N/A | #N/A | #N/A | #N/A | #N/A | #N/A | #N/A | #N/A | #N/A | #N/A | #N/A | #N/A | #N/A | #N/A | #N/A | #N/A | #N/A | #N/A | #N/A | #N/A | #N/A | #N/A | #N/A | #N/A | #N/A | #N/A | #N/A | #N/A | #N/A | #N/A | #N/A | #N/A | #N/A | #N/A | #N/A | #N/A | #N/A
10 | 18.6816 | 18.6816 | 18.6816 | 18.6816 | 18.6816 | 18.6816 | 18.6816 | 18.6816 | 18.6816 | [16 empty] | R22 | 75 | 335 | #N/A | #N/A | #N/A | #N/A | #N/A | #N/A | #N/A | #N/A | #N/A | #N/A | #N/A | #N/A | #N/A | #N/A | #N/A | #N/A | #N/A | #N/A | #N/A | #N/A | #N/A | #N/A | #N/A | #N/A | #N/A | #N/A | #N/A | #N/A | #N/A | #N/A | #N/A | #N/A | #N/A | #N/A | #N/A | #N/A | #N/A | #N/A | #N/A | #N/A | #N/A | #N/A | #N/A | #N/A | #N/A | #N/A | #N/A | #N/A | #N/A | #N/A | #N/A | #N/A | #N/A | #N/A | #N/A | #N/A | #N/A | #N/A | #N/A | #N/A | #N/A
11 | 43.4519 | 43.4519 | 43.4519 | 43.4519 | 43.4519 | 43.4519 | 43.4519 | 43.4519 | 43.4519 | [16 empty] | R23 | -50 | 340 | #N/A | #N/A | #N/A | #N/A | #N/A | #N/A | #N/A | #N/A | #N/A | #N/A | #N/A | #N/A | #N/A | #N/A | #N/A | #N/A | #N/A | #N/A | #N/A | #N/A | #N/A | #N/A | #N/A | #N/A | #N/A | #N/A | #N/A | #N/A | #N/A | #N/A | #N/A | #N/A | #N/A | #N/A | #N/A | #N/A | #N/A | #N/A | #N/A | #N/A | #N/A | #N/A | #N/A | #N/A | #N/A | #N/A | #N/A | #N/A | #N/A | #N/A | #N/A | #N/A | #N/A | #N/A | #N/A | #N/A | #N/A | #N/A | #N/A | #N/A | #N/A
12 | 154.4342 | 154.4342 | 154.4342 | 154.4342 | 154.4342 | 154.4342 | 154.4342 | 154.4342 | 154.4342 | [16 empty] | R23 | -49 | 341 | #N/A | #N/A | #N/A | #N/A | #N/A | #N/A | #N/A | #N/A | #N/A | #N/A | #N/A | #N/A | #N/A | #N/A | #N/A | #N/A | #N/A | #N/A | #N/A | #N/A | #N/A | #N/A | #N/A | #N/A | #N/A | #N/A | #N/A | #N/A | #N/A | #N/A | #N/A | #N/A | #N/A | #N/A | #N/A | #N/A | #N/A | #N/A | #N/A | #N/A | #N/A | #N/A | #N/A | #N/A | #N/A | #N/A | #N/A | #N/A | #N/A | #N/A | #N/A | #N/A | #N/A | #N/A | #N/A | #N/A | #N/A | #N/A | #N/A | #N/A | #N/A
13 | 469.1148 | 469.1148 | 469.1148 | 469.1148 | 469.1148 | 469.1148 | 469.1148 | 469.1148 | 469.1148 | [16 empty] | R23 | -48 | 342 | #N/A | #N/A | #N/A | #N/A | #N/A | #N/A | #N/A | #N/A | #N/A | #N/A | #N/A | #N/A | #N/A | #N/A | #N/A | #N/A | #N/A | #N/A | #N/A | #N/A | #N/A | #N/A | #N/A | #N/A | #N/A | #N/A | #N/A | #N/A | #N/A | #N/A | #N/A | #N/A | #N/A | #N/A | #N/A | #N/A | #N/A | #N/A | #N/A | #N/A | #N/A | #N/A | #N/A | #N/A | #N/A | #N/A | #N/A | #N/A | #N/A | #N/A | #N/A | #N/A | #N/A | #N/A | #N/A | #N/A | #N/A | #N/A | #N/A | #N/A | #N/A
[26 empty] | R23 | -47 | 343 | #N/A | #N/A | #N/A | #N/A | #N/A | #N/A | #N/A | #N/A | #N/A | #N/A | #N/A | #N/A | #N/A | #N/A | #N/A | #N/A | #N/A | #N/A | #N/A | #N/A | #N/A | #N/A | #N/A | #N/A | #N/A | #N/A | #N/A | #N/A | #N/A | #N/A | #N/A | #N/A | #N/A | #N/A | #N/A | #N/A | #N/A | #N/A | #N/A | #N/A | #N/A | #N/A | #N/A | #N/A | #N/A | #N/A | #N/A | #N/A | #N/A | #N/A | #N/A | #N/A | #N/A | #N/A | #N/A | #N/A | #N/A | #N/A | #N/A | #N/A | #N/A
[26 empty] | R23 | -46 | 344 | #N/A | #N/A | #N/A | #N/A | #N/A | #N/A | #N/A | #N/A | #N/A | #N/A | #N/A | #N/A | #N/A | #N/A | #N/A | #N/A | #N/A | #N/A | #N/A | #N/A | #N/A | #N/A | #N/A | #N/A | #N/A | #N/A | #N/A | #N/A | #N/A | #N/A | #N/A | #N/A | #N/A | #N/A | #N/A | #N/A | #N/A | #N/A | #N/A | #N/A | #N/A | #N/A | #N/A | #N/A | #N/A | #N/A | #N/A | #N/A | #N/A | #N/A | #N/A | #N/A | #N/A | #N/A | #N/A | #N/A | #N/A | #N/A | #N/A | #N/A | #N/A
[26 empty] | R23 | -45 | 345 | #N/A | #N/A | #N/A | #N/A | #N/A | #N/A | #N/A | #N/A | #N/A | #N/A | #N/A | #N/A | #N/A | #N/A | #N/A | #N/A | #N/A | #N/A | #N/A | #N/A | #N/A | #N/A | #N/A | #N/A | #N/A | #N/A | #N/A | #N/A | #N/A | #N/A | #N/A | #N/A | #N/A | #N/A | #N/A | #N/A | #N/A | #N/A | #N/A | #N/A | #N/A | #N/A | #N/A | #N/A | #N/A | #N/A | #N/A | #N/A | #N/A | #N/A | #N/A | #N/A | #N/A | #N/A | #N/A | #N/A | #N/A | #N/A | #N/A | #N/A | #N/A
[26 empty] | R23 | -44 | 346 | #N/A | #N/A | #N/A | #N/A | #N/A | #N/A | #N/A | #N/A | #N/A | #N/A | #N/A | #N/A | #N/A | #N/A | #N/A | #N/A | #N/A | #N/A | #N/A | #N/A | #N/A | #N/A | #N/A | #N/A | #N/A | #N/A | #N/A | #N/A | #N/A | #N/A | #N/A | #N/A | #N/A | #N/A | #N/A | #N/A | #N/A | #N/A | #N/A | #N/A | #N/A | #N/A | #N/A | #N/A | #N/A | #N/A | #N/A | #N/A | #N/A | #N/A | #N/A | #N/A | #N/A | #N/A | #N/A | #N/A | #N/A | #N/A | #N/A | #N/A | #N/A
[26 empty] | R23 | -43 | 347 | #N/A | #N/A | #N/A | #N/A | #N/A | #N/A | #N/A | #N/A | #N/A | #N/A | #N/A | #N/A | #N/A | #N/A | #N/A | #N/A | #N/A | #N/A | #N/A | #N/A | #N/A | #N/A | #N/A | #N/A | #N/A | #N/A | #N/A | #N/A | #N/A | #N/A | #N/A | #N/A | #N/A | #N/A | #N/A | #N/A | #N/A | #N/A | #N/A | #N/A | #N/A | #N/A | #N/A | #N/A | #N/A | #N/A | #N/A | #N/A | #N/A | #N/A | #N/A | #N/A | #N/A | #N/A | #N/A | #N/A | #N/A | #N/A | #N/A | #N/A | #N/A
[26 empty] | R23 | -42 | 348 | #N/A | #N/A | #N/A | #N/A | #N/A | #N/A | #N/A | #N/A | #N/A | #N/A | #N/A | #N/A | #N/A | #N/A | #N/A | #N/A | #N/A | #N/A | #N/A | #N/A | #N/A | #N/A | #N/A | #N/A | #N/A | #N/A | #N/A | #N/A | #N/A | #N/A | #N/A | #N/A | #N/A | #N/A | #N/A | #N/A | #N/A | #N/A | #N/A | #N/A | #N/A | #N/A | #N/A | #N/A | #N/A | #N/A | #N/A | #N/A | #N/A | #N/A | #N/A | #N/A | #N/A | #N/A | #N/A | #N/A | #N/A | #N/A | #N/A | #N/A | #N/A
[26 empty] | R23 | -41 | 349 | #N/A | #N/A | #N/A | #N/A | #N/A | #N/A | #N/A | #N/A | #N/A | #N/A | #N/A | #N/A | #N/A | #N/A | #N/A | #N/A | #N/A | #N/A | #N/A | #N/A | #N/A | #N/A | #N/A | #N/A | #N/A | #N/A | #N/A | #N/A | #N/A | #N/A | #N/A | #N/A | #N/A | #N/A | #N/A | #N/A | #N/A | #N/A | #N/A | #N/A | #N/A | #N/A | #N/A | #N/A | #N/A | #N/A | #N/A | #N/A | #N/A | #N/A | #N/A | #N/A | #N/A | #N/A | #N/A | #N/A | #N/A | #N/A | #N/A | #N/A | #N/A
[26 empty] | R23 | -40 | 350 | #N/A | #N/A | #N/A | #N/A | #N/A | #N/A | #N/A | #N/A | #N/A | #N/A | #N/A | #N/A | #N/A | #N/A | #N/A | #N/A | #N/A | #N/A | #N/A | #N/A | #N/A | #N/A | #N/A | #N/A | #N/A | #N/A | #N/A | #N/A | #N/A | #N/A | #N/A | #N/A | #N/A | #N/A | #N/A | #N/A | #N/A | #N/A | #N/A | #N/A | #N/A | #N/A | #N/A | #N/A | #N/A | #N/A | #N/A | #N/A | #N/A | #N/A | #N/A | #N/A | #N/A | #N/A | #N/A | #N/A | #N/A | #N/A | #N/A | #N/A | #N/A
[26 empty] | R23 | -39 | 351 | #N/A | #N/A | #N/A | #N/A | #N/A | #N/A | #N/A | #N/A | #N/A | #N/A | #N/A | #N/A | #N/A | #N/A | #N/A | #N/A | #N/A | #N/A | #N/A | #N/A | #N/A | #N/A | #N/A | #N/A | #N/A | #N/A | #N/A | #N/A | #N/A | #N/A | #N/A | #N/A | #N/A | #N/A | #N/A | #N/A | #N/A | #N/A | #N/A | #N/A | #N/A | #N/A | #N/A | #N/A | #N/A | #N/A | #N/A | #N/A | #N/A | #N/A | #N/A | #N/A | #N/A | #N/A | #N/A | #N/A | #N/A | #N/A | #N/A | #N/A | #N/A
[26 empty] | R23 | -38 | 352 | #N/A | #N/A | #N/A | #N/A | #N/A | #N/A | #N/A | #N/A | #N/A | #N/A | #N/A | #N/A | #N/A | #N/A | #N/A | #N/A | #N/A | #N/A | #N/A | #N/A | #N/A | #N/A | #N/A | #N/A | #N/A | #N/A | #N/A | #N/A | #N/A | #N/A | #N/A | #N/A | #N/A | #N/A | #N/A | #N/A | #N/A | #N/A | #N/A | #N/A | #N/A | #N/A | #N/A | #N/A | #N/A | #N/A | #N/A | #N/A | #N/A | #N/A | #N/A | #N/A | #N/A | #N/A | #N/A | #N/A | #N/A | #N/A | #N/A | #N/A | #N/A
[26 empty] | R23 | -37 | 353 | #N/A | #N/A | #N/A | #N/A | #N/A | #N/A | #N/A | #N/A | #N/A | #N/A | #N/A | #N/A | #N/A | #N/A | #N/A | #N/A | #N/A | #N/A | #N/A | #N/A | #N/A | #N/A | #N/A | #N/A | #N/A | #N/A | #N/A | #N/A | #N/A | #N/A | #N/A | #N/A | #N/A | #N/A | #N/A | #N/A | #N/A | #N/A | #N/A | #N/A | #N/A | #N/A | #N/A | #N/A | #N/A | #N/A | #N/A | #N/A | #N/A | #N/A | #N/A | #N/A | #N/A | #N/A | #N/A | #N/A | #N/A | #N/A | #N/A | #N/A | #N/A
[26 empty] | R23 | -36 | 354 | #N/A | #N/A | #N/A | #N/A | #N/A | #N/A | #N/A | #N/A | #N/A | #N/A | #N/A | #N/A | #N/A | #N/A | #N/A | #N/A | #N/A | #N/A | #N/A | #N/A | #N/A | #N/A | #N/A | #N/A | #N/A | #N/A | #N/A | #N/A | #N/A | #N/A | #N/A | #N/A | #N/A | #N/A | #N/A | #N/A | #N/A | #N/A | #N/A | #N/A | #N/A | #N/A | #N/A | #N/A | #N/A | #N/A | #N/A | #N/A | #N/A | #N/A | #N/A | #N/A | #N/A | #N/A | #N/A | #N/A | #N/A | #N/A | #N/A | #N/A | #N/A
[26 empty] | R23 | -35 | 355 | #N/A | #N/A | #N/A | #N/A | #N/A | #N/A | #N/A | #N/A | #N/A | #N/A | #N/A | #N/A | #N/A | #N/A | #N/A | #N/A | #N/A | #N/A | #N/A | #N/A | #N/A | #N/A | #N/A | #N/A | #N/A | #N/A | #N/A | #N/A | #N/A | #N/A | #N/A | #N/A | #N/A | #N/A | #N/A | #N/A | #N/A | #N/A | #N/A | #N/A | #N/A | #N/A | #N/A | #N/A | #N/A | #N/A | #N/A | #N/A | #N/A | #N/A | #N/A | #N/A | #N/A | #N/A | #N/A | #N/A | #N/A | #N/A | #N/A | #N/A | #N/A
[26 empty] | R23 | -34 | 356 | #N/A | #N/A | #N/A | #N/A | #N/A | #N/A | #N/A | #N/A | #N/A | #N/A | #N/A | #N/A | #N/A | #N/A | #N/A | #N/A | #N/A | #N/A | #N/A | #N/A | #N/A | #N/A | #N/A | #N/A | #N/A | #N/A | #N/A | #N/A | #N/A | #N/A | #N/A | #N/A | #N/A | #N/A | #N/A | #N/A | #N/A | #N/A | #N/A | #N/A | #N/A | #N/A | #N/A | #N/A | #N/A | #N/A | #N/A | #N/A | #N/A | #N/A | #N/A | #N/A | #N/A | #N/A | #N/A | #N/A | #N/A | #N/A | #N/A | #N/A | #N/A
[26 empty] | R23 | -33 | 357 | #N/A | #N/A | #N/A | #N/A | #N/A | #N/A | #N/A | #N/A | #N/A | #N/A | #N/A | #N/A | #N/A | #N/A | #N/A | #N/A | #N/A | #N/A | #N/A | #N/A | #N/A | #N/A | #N/A | #N/A | #N/A | #N/A | #N/A | #N/A | #N/A | #N/A | #N/A | #N/A | #N/A | #N/A | #N/A | #N/A | #N/A | #N/A | #N/A | #N/A | #N/A | #N/A | #N/A | #N/A | #N/A | #N/A | #N/A | #N/A | #N/A | #N/A | #N/A | #N/A | #N/A | #N/A | #N/A | #N/A | #N/A | #N/A | #N/A | #N/A | #N/A
[26 empty] | R23 | -32 | 358 | #N/A | #N/A | #N/A | #N/A | #N/A | #N/A | #N/A | #N/A | #N/A | #N/A | #N/A | #N/A | #N/A | #N/A | #N/A | #N/A | #N/A | #N/A | #N/A | #N/A | #N/A | #N/A | #N/A | #N/A | #N/A | #N/A | #N/A | #N/A | #N/A | #N/A | #N/A | #N/A | #N/A | #N/A | #N/A | #N/A | #N/A | #N/A | #N/A | #N/A | #N/A | #N/A | #N/A | #N/A | #N/A | #N/A | #N/A | #N/A | #N/A | #N/A | #N/A | #N/A | #N/A | #N/A | #N/A | #N/A | #N/A | #N/A | #N/A | #N/A | #N/A
[26 empty] | R23 | -31 | 359 | #N/A | #N/A | #N/A | #N/A | #N/A | #N/A | #N/A | #N/A | #N/A | #N/A | #N/A | #N/A | #N/A | #N/A | #N/A | #N/A | #N/A | #N/A | #N/A | #N/A | #N/A | #N/A | #N/A | #N/A | #N/A | #N/A | #N/A | #N/A | #N/A | #N/A | #N/A | #N/A | #N/A | #N/A | #N/A | #N/A | #N/A | #N/A | #N/A | #N/A | #N/A | #N/A | #N/A | #N/A | #N/A | #N/A | #N/A | #N/A | #N/A | #N/A | #N/A | #N/A | #N/A | #N/A | #N/A | #N/A | #N/A | #N/A | #N/A | #N/A | #N/A
[26 empty] | R23 | -30 | 360 | #N/A | #N/A | #N/A | #N/A | #N/A | #N/A | #N/A | #N/A | #N/A | #N/A | #N/A | #N/A | #N/A | #N/A | #N/A | #N/A | #N/A | #N/A | #N/A | #N/A | #N/A | #N/A | #N/A | #N/A | #N/A | #N/A | #N/A | #N/A | #N/A | #N/A | #N/A | #N/A | #N/A | #N/A | #N/A | #N/A | #N/A | #N/A | #N/A | #N/A | #N/A | #N/A | #N/A | #N/A | #N/A | #N/A | #N/A | #N/A | #N/A | #N/A | #N/A | #N/A | #N/A | #N/A | #N/A | #N/A | #N/A | #N/A | #N/A | #N/A | #N/A
[26 empty] | R23 | -29 | 361 | #N/A | #N/A | #N/A | #N/A | #N/A | #N/A | #N/A | #N/A | #N/A | #N/A | #N/A | #N/A | #N/A | #N/A | #N/A | #N/A | #N/A | #N/A | #N/A | #N/A | #N/A | #N/A | #N/A | #N/A | #N/A | #N/A | #N/A | #N/A | #N/A | #N/A | #N/A | #N/A | #N/A | #N/A | #N/A | #N/A | #N/A | #N/A | #N/A | #N/A | #N/A | #N/A | #N/A | #N/A | #N/A | #N/A | #N/A | #N/A | #N/A | #N/A | #N/A | #N/A | #N/A | #N/A | #N/A | #N/A | #N/A | #N/A | #N/A | #N/A | #N/A
[26 empty] | R23 | -28 | 362 | #N/A | #N/A | #N/A | #N/A | #N/A | #N/A | #N/A | #N/A | #N/A | #N/A | #N/A | #N/A | #N/A | #N/A | #N/A | #N/A | #N/A | #N/A | #N/A | #N/A | #N/A | #N/A | #N/A | #N/A | #N/A | #N/A | #N/A | #N/A | #N/A | #N/A | #N/A | #N/A | #N/A | #N/A | #N/A | #N/A | #N/A | #N/A | #N/A | #N/A | #N/A | #N/A | #N/A | #N/A | #N/A | #N/A | #N/A | #N/A | #N/A | #N/A | #N/A | #N/A | #N/A | #N/A | #N/A | #N/A | #N/A | #N/A | #N/A | #N/A | #N/A
[26 empty] | R23 | -27 | 363 | #N/A | #N/A | #N/A | #N/A | #N/A | #N/A | #N/A | #N/A | #N/A | #N/A | #N/A | #N/A | #N/A | #N/A | #N/A | #N/A | #N/A | #N/A | #N/A | #N/A | #N/A | #N/A | #N/A | #N/A | #N/A | #N/A | #N/A | #N/A | #N/A | #N/A | #N/A | #N/A | #N/A | #N/A | #N/A | #N/A | #N/A | #N/A | #N/A | #N/A | #N/A | #N/A | #N/A | #N/A | #N/A | #N/A | #N/A | #N/A | #N/A | #N/A | #N/A | #N/A | #N/A | #N/A | #N/A | #N/A | #N/A | #N/A | #N/A | #N/A | #N/A
[26 empty] | R23 | -26 | 364 | #N/A | #N/A | #N/A | #N/A | #N/A | #N/A | #N/A | #N/A | #N/A | #N/A | #N/A | #N/A | #N/A | #N/A | #N/A | #N/A | #N/A | #N/A | #N/A | #N/A | #N/A | #N/A | #N/A | #N/A | #N/A | #N/A | #N/A | #N/A | #N/A | #N/A | #N/A | #N/A | #N/A | #N/A | #N/A | #N/A | #N/A | #N/A | #N/A | #N/A | #N/A | #N/A | #N/A | #N/A | #N/A | #N/A | #N/A | #N/A | #N/A | #N/A | #N/A | #N/A | #N/A | #N/A | #N/A | #N/A | #N/A | #N/A | #N/A | #N/A | #N/A
[26 empty] | R23 | -25 | 365 | #N/A | #N/A | #N/A | #N/A | #N/A | #N/A | #N/A | #N/A | #N/A | #N/A | #N/A | #N/A | #N/A | #N/A | #N/A | #N/A | #N/A | #N/A | #N/A | #N/A | #N/A | #N/A | #N/A | #N/A | #N/A | #N/A | #N/A | #N/A | #N/A | #N/A | #N/A | #N/A | #N/A | #N/A | #N/A | #N/A | #N/A | #N/A | #N/A | #N/A | #N/A | #N/A | #N/A | #N/A | #N/A | #N/A | #N/A | #N/A | #N/A | #N/A | #N/A | #N/A | #N/A | #N/A | #N/A | #N/A | #N/A | #N/A | #N/A | #N/A | #N/A
[26 empty] | R23 | -24 | 366 | #N/A | #N/A | #N/A | #N/A | #N/A | #N/A | #N/A | #N/A | #N/A | #N/A | #N/A | #N/A | #N/A | #N/A | #N/A | #N/A | #N/A | #N/A | #N/A | #N/A | #N/A | #N/A | #N/A | #N/A | #N/A | #N/A | #N/A | #N/A | #N/A | #N/A | #N/A | #N/A | #N/A | #N/A | #N/A | #N/A | #N/A | #N/A | #N/A | #N/A | #N/A | #N/A | #N/A | #N/A | #N/A | #N/A | #N/A | #N/A | #N/A | #N/A | #N/A | #N/A | #N/A | #N/A | #N/A | #N/A | #N/A | #N/A | #N/A | #N/A | #N/A
[26 empty] | R23 | -23 | 367 | #N/A | #N/A | #N/A | #N/A | #N/A | #N/A | #N/A | #N/A | #N/A | #N/A | #N/A | #N/A | #N/A | #N/A | #N/A | #N/A | #N/A | #N/A | #N/A | #N/A | #N/A | #N/A | #N/A | #N/A | #N/A | #N/A | #N/A | #N/A | #N/A | #N/A | #N/A | #N/A | #N/A | #N/A | #N/A | #N/A | #N/A | #N/A | #N/A | #N/A | #N/A | #N/A | #N/A | #N/A | #N/A | #N/A | #N/A | #N/A | #N/A | #N/A | #N/A | #N/A | #N/A | #N/A | #N/A | #N/A | #N/A | #N/A | #N/A | #N/A | #N/A
[26 empty] | R23 | -22 | 368 | #N/A | #N/A | #N/A | #N/A | #N/A | #N/A | #N/A | #N/A | #N/A | #N/A | #N/A | #N/A | #N/A | #N/A | #N/A | #N/A | #N/A | #N/A | #N/A | #N/A | #N/A | #N/A | #N/A | #N/A | #N/A | #N/A | #N/A | #N/A | #N/A | #N/A | #N/A | #N/A | #N/A | #N/A | #N/A | #N/A | #N/A | #N/A | #N/A | #N/A | #N/A | #N/A | #N/A | #N/A | #N/A | #N/A | #N/A | #N/A | #N/A | #N/A | #N/A | #N/A | #N/A | #N/A | #N/A | #N/A | #N/A | #N/A | #N/A | #N/A | #N/A
[26 empty] | R23 | -21 | 369 | #N/A | #N/A | #N/A | #N/A | #N/A | #N/A | #N/A | #N/A | #N/A | #N/A | #N/A | #N/A | #N/A | #N/A | #N/A | #N/A | #N/A | #N/A | #N/A | #N/A | #N/A | #N/A | #N/A | #N/A | #N/A | #N/A | #N/A | #N/A | #N/A | #N/A | #N/A | #N/A | #N/A | #N/A | #N/A | #N/A | #N/A | #N/A | #N/A | #N/A | #N/A | #N/A | #N/A | #N/A | #N/A | #N/A | #N/A | #N/A | #N/A | #N/A | #N/A | #N/A | #N/A | #N/A | #N/A | #N/A | #N/A | #N/A | #N/A | #N/A | #N/A
[26 empty] | R23 | -20 | 370 | #N/A | #N/A | #N/A | #N/A | #N/A | #N/A | #N/A | #N/A | #N/A | #N/A | #N/A | #N/A | #N/A | #N/A | #N/A | #N/A | #N/A | #N/A | #N/A | #N/A | #N/A | #N/A | #N/A | #N/A | #N/A | #N/A | #N/A | #N/A | #N/A | #N/A | #N/A | #N/A | #N/A | #N/A | #N/A | #N/A | #N/A | #N/A | #N/A | #N/A | #N/A | #N/A | #N/A | #N/A | #N/A | #N/A | #N/A | #N/A | #N/A | #N/A | #N/A | #N/A | #N/A | #N/A | #N/A | #N/A | #N/A | #N/A | #N/A | #N/A | #N/A
[26 empty] | R23 | -19 | 371 | #N/A | #N/A | #N/A | #N/A | #N/A | #N/A | #N/A | #N/A | #N/A | #N/A | #N/A | #N/A | #N/A | #N/A | #N/A | #N/A | #N/A | #N/A | #N/A | #N/A | #N/A | #N/A | #N/A | #N/A | #N/A | #N/A | #N/A | #N/A | #N/A | #N/A | #N/A | #N/A | #N/A | #N/A | #N/A | #N/A | #N/A | #N/A | #N/A | #N/A | #N/A | #N/A | #N/A | #N/A | #N/A | #N/A | #N/A | #N/A | #N/A | #N/A | #N/A | #N/A | #N/A | #N/A | #N/A | #N/A | #N/A | #N/A | #N/A | #N/A | #N/A
[26 empty] | R23 | -18 | 372 | #N/A | #N/A | #N/A | #N/A | #N/A | #N/A | #N/A | #N/A | #N/A | #N/A | #N/A | #N/A | #N/A | #N/A | #N/A | #N/A | #N/A | #N/A | #N/A | #N/A | #N/A | #N/A | #N/A | #N/A | #N/A | #N/A | #N/A | #N/A | #N/A | #N/A | #N/A | #N/A | #N/A | #N/A | #N/A | #N/A | #N/A | #N/A | #N/A | #N/A | #N/A | #N/A | #N/A | #N/A | #N/A | #N/A | #N/A | #N/A | #N/A | #N/A | #N/A | #N/A | #N/A | #N/A | #N/A | #N/A | #N/A | #N/A | #N/A | #N/A | #N/A
[26 empty] | R23 | -17 | 373 | #N/A | #N/A | #N/A | #N/A | #N/A | #N/A | #N/A | #N/A | #N/A | #N/A | #N/A | #N/A | #N/A | #N/A | #N/A | #N/A | #N/A | #N/A | #N/A | #N/A | #N/A | #N/A | #N/A | #N/A | #N/A | #N/A | #N/A | #N/A | #N/A | #N/A | #N/A | #N/A | #N/A | #N/A | #N/A | #N/A | #N/A | #N/A | #N/A | #N/A | #N/A | #N/A | #N/A | #N/A | #N/A | #N/A | #N/A | #N/A | #N/A | #N/A | #N/A | #N/A | #N/A | #N/A | #N/A | #N/A | #N/A | #N/A | #N/A | #N/A | #N/A
[26 empty] | R23 | -16 | 374 | #N/A | #N/A | #N/A | #N/A | #N/A | #N/A | #N/A | #N/A | #N/A | #N/A | #N/A | #N/A | #N/A | #N/A | #N/A | #N/A | #N/A | #N/A | #N/A | #N/A | #N/A | #N/A | #N/A | #N/A | #N/A | #N/A | #N/A | #N/A | #N/A | #N/A | #N/A | #N/A | #N/A | #N/A | #N/A | #N/A | #N/A | #N/A | #N/A | #N/A | #N/A | #N/A | #N/A | #N/A | #N/A | #N/A | #N/A | #N/A | #N/A | #N/A | #N/A | #N/A | #N/A | #N/A | #N/A | #N/A | #N/A | #N/A | #N/A | #N/A | #N/A
[26 empty] | R23 | -15 | 375 | #N/A | #N/A | #N/A | #N/A | #N/A | #N/A | #N/A | #N/A | #N/A | #N/A | #N/A | #N/A | #N/A | #N/A | #N/A | #N/A | #N/A | #N/A | #N/A | #N/A | #N/A | #N/A | #N/A | #N/A | #N/A | #N/A | #N/A | #N/A | #N/A | #N/A | #N/A | #N/A | #N/A | #N/A | #N/A | #N/A | #N/A | #N/A | #N/A | #N/A | #N/A | #N/A | #N/A | #N/A | #N/A | #N/A | #N/A | #N/A | #N/A | #N/A | #N/A | #N/A | #N/A | #N/A | #N/A | #N/A | #N/A | #N/A | #N/A | #N/A | #N/A
[26 empty] | R23 | -14 | 376 | #N/A | #N/A | #N/A | #N/A | #N/A | #N/A | #N/A | #N/A | #N/A | #N/A | #N/A | #N/A | #N/A | #N/A | #N/A | #N/A | #N/A | #N/A | #N/A | #N/A | #N/A | #N/A | #N/A | #N/A | #N/A | #N/A | #N/A | #N/A | #N/A | #N/A | #N/A | #N/A | #N/A | #N/A | #N/A | #N/A | #N/A | #N/A | #N/A | #N/A | #N/A | #N/A | #N/A | #N/A | #N/A | #N/A | #N/A | #N/A | #N/A | #N/A | #N/A | #N/A | #N/A | #N/A | #N/A | #N/A | #N/A | #N/A | #N/A | #N/A | #N/A
[26 empty] | R23 | -13 | 377 | #N/A | #N/A | #N/A | #N/A | #N/A | #N/A | #N/A | #N/A | #N/A | #N/A | #N/A | #N/A | #N/A | #N/A | #N/A | #N/A | #N/A | #N/A | #N/A | #N/A | #N/A | #N/A | #N/A | #N/A | #N/A | #N/A | #N/A | #N/A | #N/A | #N/A | #N/A | #N/A | #N/A | #N/A | #N/A | #N/A | #N/A | #N/A | #N/A | #N/A | #N/A | #N/A | #N/A | #N/A | #N/A | #N/A | #N/A | #N/A | #N/A | #N/A | #N/A | #N/A | #N/A | #N/A | #N/A | #N/A | #N/A | #N/A | #N/A | #N/A | #N/A
[26 empty] | R23 | -12 | 378 | #N/A | #N/A | #N/A | #N/A | #N/A | #N/A | #N/A | #N/A | #N/A | #N/A | #N/A | #N/A | #N/A | #N/A | #N/A | #N/A | #N/A | #N/A | #N/A | #N/A | #N/A | #N/A | #N/A | #N/A | #N/A | #N/A | #N/A | #N/A | #N/A | #N/A | #N/A | #N/A | #N/A | #N/A | #N/A | #N/A | #N/A | #N/A | #N/A | #N/A | #N/A | #N/A | #N/A | #N/A | #N/A | #N/A | #N/A | #N/A | #N/A | #N/A | #N/A | #N/A | #N/A | #N/A | #N/A | #N/A | #N/A | #N/A | #N/A | #N/A | #N/A
[26 empty] | R23 | -11 | 379 | #N/A | #N/A | #N/A | #N/A | #N/A | #N/A | #N/A | #N/A | #N/A | #N/A | #N/A | #N/A | #N/A | #N/A | #N/A | #N/A | #N/A | #N/A | #N/A | #N/A | #N/A | #N/A | #N/A | #N/A | #N/A | #N/A | #N/A | #N/A | #N/A | #N/A | #N/A | #N/A | #N/A | #N/A | #N/A | #N/A | #N/A | #N/A | #N/A | #N/A | #N/A | #N/A | #N/A | #N/A | #N/A | #N/A | #N/A | #N/A | #N/A | #N/A | #N/A | #N/A | #N/A | #N/A | #N/A | #N/A | #N/A | #N/A | #N/A | #N/A | #N/A
[26 empty] | R23 | -10 | 380 | #N/A | #N/A | #N/A | #N/A | #N/A | #N/A | #N/A | #N/A | #N/A | #N/A | #N/A | #N/A | #N/A | #N/A | #N/A | #N/A | #N/A | #N/A | #N/A | #N/A | #N/A | #N/A | #N/A | #N/A | #N/A | #N/A | #N/A | #N/A | #N/A | #N/A | #N/A | #N/A | #N/A | #N/A | #N/A | #N/A | #N/A | #N/A | #N/A | #N/A | #N/A | #N/A | #N/A | #N/A | #N/A | #N/A | #N/A | #N/A | #N/A | #N/A | #N/A | #N/A | #N/A | #N/A | #N/A | #N/A | #N/A | #N/A | #N/A | #N/A | #N/A
[26 empty] | R404A | -50 | 390 | #N/A | #N/A | #N/A | #N/A | #N/A | #N/A | #N/A | #N/A | #N/A | #N/A | #N/A | #N/A | #N/A | #N/A | #N/A | #N/A | #N/A | #N/A | #N/A | #N/A | #N/A | #N/A | #N/A | #N/A | #N/A | #N/A | #N/A | #N/A | #N/A | #N/A | #N/A | #N/A | #N/A | #N/A | #N/A | #N/A | #N/A | #N/A | #N/A | #N/A | #N/A | #N/A | #N/A | #N/A | #N/A | #N/A | #N/A | #N/A | #N/A | #N/A | #N/A | #N/A | #N/A | #N/A | #N/A | #N/A | #N/A | #N/A | #N/A | #N/A | #N/A
[26 empty] | R404A | -49 | 391 | #N/A | #N/A | #N/A | #N/A | #N/A | #N/A | #N/A | #N/A | #N/A | #N/A | #N/A | #N/A | #N/A | #N/A | #N/A | #N/A | #N/A | #N/A | #N/A | #N/A | #N/A | #N/A | #N/A | #N/A | #N/A | #N/A | #N/A | #N/A | #N/A | #N/A | #N/A | #N/A | #N/A | #N/A | #N/A | #N/A | #N/A | #N/A | #N/A | #N/A | #N/A | #N/A | #N/A | #N/A | #N/A | #N/A | #N/A | #N/A | #N/A | #N/A | #N/A | #N/A | #N/A | #N/A | #N/A | #N/A | #N/A | #N/A | #N/A | #N/A | #N/A
[26 empty] | R404A | -48 | 392 | #N/A | #N/A | #N/A | #N/A | #N/A | #N/A | #N/A | #N/A | #N/A | #N/A | #N/A | #N/A | #N/A | #N/A | #N/A | #N/A | #N/A | #N/A | #N/A | #N/A | #N/A | #N/A | #N/A | #N/A | #N/A | #N/A | #N/A | #N/A | #N/A | #N/A | #N/A | #N/A | #N/A | #N/A | #N/A | #N/A | #N/A | #N/A | #N/A | #N/A | #N/A | #N/A | #N/A | #N/A | #N/A | #N/A | #N/A | #N/A | #N/A | #N/A | #N/A | #N/A | #N/A | #N/A | #N/A | #N/A | #N/A | #N/A | #N/A | #N/A | #N/A
[26 empty] | R404A | -47 | 393 | #N/A | #N/A | #N/A | #N/A | #N/A | #N/A | #N/A | #N/A | #N/A | #N/A | #N/A | #N/A | #N/A | #N/A | #N/A | #N/A | #N/A | #N/A | #N/A | #N/A | #N/A | #N/A | #N/A | #N/A | #N/A | #N/A | #N/A | #N/A | #N/A | #N/A | #N/A | #N/A | #N/A | #N/A | #N/A | #N/A | #N/A | #N/A | #N/A | #N/A | #N/A | #N/A | #N/A | #N/A | #N/A | #N/A | #N/A | #N/A | #N/A | #N/A | #N/A | #N/A | #N/A | #N/A | #N/A | #N/A | #N/A | #N/A | #N/A | #N/A | #N/A
[26 empty] | R404A | -46 | 394 | #N/A | #N/A | #N/A | #N/A | #N/A | #N/A | #N/A | #N/A | #N/A | #N/A | #N/A | #N/A | #N/A | #N/A | #N/A | #N/A | #N/A | #N/A | #N/A | #N/A | #N/A | #N/A | #N/A | #N/A | #N/A | #N/A | #N/A | #N/A | #N/A | #N/A | #N/A | #N/A | #N/A | #N/A | #N/A | #N/A | #N/A | #N/A | #N/A | #N/A | #N/A | #N/A | #N/A | #N/A | #N/A | #N/A | #N/A | #N/A | #N/A | #N/A | #N/A | #N/A | #N/A | #N/A | #N/A | #N/A | #N/A | #N/A | #N/A | #N/A | #N/A
[26 empty] | R404A | -45 | 395 | #N/A | #N/A | #N/A | #N/A | #N/A | #N/A | #N/A | #N/A | #N/A | #N/A | #N/A | #N/A | #N/A | #N/A | #N/A | #N/A | #N/A | #N/A | #N/A | #N/A | #N/A | #N/A | #N/A | #N/A | #N/A | #N/A | #N/A | #N/A | #N/A | #N/A | #N/A | #N/A | #N/A | #N/A | #N/A | #N/A | #N/A | #N/A | #N/A | #N/A | #N/A | #N/A | #N/A | #N/A | #N/A | #N/A | #N/A | #N/A | #N/A | #N/A | #N/A | #N/A | #N/A | #N/A | #N/A | #N/A | #N/A | #N/A | #N/A | #N/A | #N/A
[26 empty] | R404A | -44 | 396 | #N/A | #N/A | #N/A | #N/A | #N/A | #N/A | #N/A | #N/A | #N/A | #N/A | #N/A | #N/A | #N/A | #N/A | #N/A | #N/A | #N/A | #N/A | #N/A | #N/A | #N/A | #N/A | #N/A | #N/A | #N/A | #N/A | #N/A | #N/A | #N/A | #N/A | #N/A | #N/A | #N/A | #N/A | #N/A | #N/A | #N/A | #N/A | #N/A | #N/A | #N/A | #N/A | #N/A | #N/A | #N/A | #N/A | #N/A | #N/A | #N/A | #N/A | #N/A | #N/A | #N/A | #N/A | #N/A | #N/A | #N/A | #N/A | #N/A | #N/A | #N/A
[26 empty] | R404A | -43 | 397 | #N/A | #N/A | #N/A | #N/A | #N/A | #N/A | #N/A | #N/A | #N/A | #N/A | #N/A | #N/A | #N/A | #N/A | #N/A | #N/A | #N/A | #N/A | #N/A | #N/A | #N/A | #N/A | #N/A | #N/A | #N/A | #N/A | #N/A | #N/A | #N/A | #N/A | #N/A | #N/A | #N/A | #N/A | #N/A | #N/A | #N/A | #N/A | #N/A | #N/A | #N/A | #N/A | #N/A | #N/A | #N/A | #N/A | #N/A | #N/A | #N/A | #N/A | #N/A | #N/A | #N/A | #N/A | #N/A | #N/A | #N/A | #N/A | #N/A | #N/A | #N/A
[26 empty] | R404A | -42 | 398 | #N/A | #N/A | #N/A | #N/A | #N/A | #N/A | #N/A | #N/A | #N/A | #N/A | #N/A | #N/A | #N/A | #N/A | #N/A | #N/A | #N/A | #N/A | #N/A | #N/A | #N/A | #N/A | #N/A | #N/A | #N/A | #N/A | #N/A | #N/A | #N/A | #N/A | #N/A | #N/A | #N/A | #N/A | #N/A | #N/A | #N/A | #N/A | #N/A | #N/A | #N/A | #N/A | #N/A | #N/A | #N/A | #N/A | #N/A | #N/A | #N/A | #N/A | #N/A | #N/A | #N/A | #N/A | #N/A | #N/A | #N/A | #N/A | #N/A | #N/A | #N/A
[26 empty] | R404A | -41 | 399 | #N/A | #N/A | #N/A | #N/A | #N/A | #N/A | #N/A | #N/A | #N/A | #N/A | #N/A | #N/A | #N/A | #N/A | #N/A | #N/A | #N/A | #N/A | #N/A | #N/A | #N/A | #N/A | #N/A | #N/A | #N/A | #N/A | #N/A | #N/A | #N/A | #N/A | #N/A | #N/A | #N/A | #N/A | #N/A | #N/A | #N/A | #N/A | #N/A | #N/A | #N/A | #N/A | #N/A | #N/A | #N/A | #N/A | #N/A | #N/A | #N/A | #N/A | #N/A | #N/A | #N/A | #N/A | #N/A | #N/A | #N/A | #N/A | #N/A | #N/A | #N/A
[26 empty] | R404A | -40 | 400 | #N/A | #N/A | #N/A | #N/A | #N/A | #N/A | #N/A | #N/A | #N/A | #N/A | #N/A | #N/A | #N/A | #N/A | #N/A | #N/A | #N/A | #N/A | #N/A | #N/A | #N/A | #N/A | #N/A | #N/A | #N/A | #N/A | #N/A | #N/A | #N/A | #N/A | #N/A | #N/A | #N/A | #N/A | #N/A | #N/A | #N/A | #N/A | #N/A | #N/A | #N/A | #N/A | #N/A | #N/A | #N/A | #N/A | #N/A | #N/A | #N/A | #N/A | #N/A | #N/A | #N/A | #N/A | #N/A | #N/A | #N/A | #N/A | #N/A | #N/A | #N/A
[26 empty] | R404A | -39 | 401 | #N/A | #N/A | #N/A | #N/A | #N/A | #N/A | #N/A | #N/A | #N/A | #N/A | #N/A | #N/A | #N/A | #N/A | #N/A | #N/A | #N/A | #N/A | #N/A | #N/A | #N/A | #N/A | #N/A | #N/A | #N/A | #N/A | #N/A | #N/A | #N/A | #N/A | #N/A | #N/A | #N/A | #N/A | #N/A | #N/A | #N/A | #N/A | #N/A | #N/A | #N/A | #N/A | #N/A | #N/A | #N/A | #N/A | #N/A | #N/A | #N/A | #N/A | #N/A | #N/A | #N/A | #N/A | #N/A | #N/A | #N/A | #N/A | #N/A | #N/A | #N/A
[26 empty] | R404A | -38 | 402 | #N/A | #N/A | #N/A | #N/A | #N/A | #N/A | #N/A | #N/A | #N/A | #N/A | #N/A | #N/A | #N/A | #N/A | #N/A | #N/A | #N/A | #N/A | #N/A | #N/A | #N/A | #N/A | #N/A | #N/A | #N/A | #N/A | #N/A | #N/A | #N/A | #N/A | #N/A | #N/A | #N/A | #N/A | #N/A | #N/A | #N/A | #N/A | #N/A | #N/A | #N/A | #N/A | #N/A | #N/A | #N/A | #N/A | #N/A | #N/A | #N/A | #N/A | #N/A | #N/A | #N/A | #N/A | #N/A | #N/A | #N/A | #N/A | #N/A | #N/A | #N/A
[26 empty] | R404A | -37 | 403 | #N/A | #N/A | #N/A | #N/A | #N/A | #N/A | #N/A | #N/A | #N/A | #N/A | #N/A | #N/A | #N/A | #N/A | #N/A | #N/A | #N/A | #N/A | #N/A | #N/A | #N/A | #N/A | #N/A | #N/A | #N/A | #N/A | #N/A | #N/A | #N/A | #N/A | #N/A | #N/A | #N/A | #N/A | #N/A | #N/A | #N/A | #N/A | #N/A | #N/A | #N/A | #N/A | #N/A | #N/A | #N/A | #N/A | #N/A | #N/A | #N/A | #N/A | #N/A | #N/A | #N/A | #N/A | #N/A | #N/A | #N/A | #N/A | #N/A | #N/A | #N/A
[26 empty] | R404A | -36 | 404 | #N/A | #N/A | #N/A | #N/A | #N/A | #N/A | #N/A | #N/A | #N/A | #N/A | #N/A | #N/A | #N/A | #N/A | #N/A | #N/A | #N/A | #N/A | #N/A | #N/A | #N/A | #N/A | #N/A | #N/A | #N/A | #N/A | #N/A | #N/A | #N/A | #N/A | #N/A | #N/A | #N/A | #N/A | #N/A | #N/A | #N/A | #N/A | #N/A | #N/A | #N/A | #N/A | #N/A | #N/A | #N/A | #N/A | #N/A | #N/A | #N/A | #N/A | #N/A | #N/A | #N/A | #N/A | #N/A | #N/A | #N/A | #N/A | #N/A | #N/A | #N/A
[26 empty] | R404A | -35 | 405 | #N/A | #N/A | #N/A | #N/A | #N/A | #N/A | #N/A | #N/A | #N/A | #N/A | #N/A | #N/A | #N/A | #N/A | #N/A | #N/A | #N/A | #N/A | #N/A | #N/A | #N/A | #N/A | #N/A | #N/A | #N/A | #N/A | #N/A | #N/A | #N/A | #N/A | #N/A | #N/A | #N/A | #N/A | #N/A | #N/A | #N/A | #N/A | #N/A | #N/A | #N/A | #N/A | #N/A | #N/A | #N/A | #N/A | #N/A | #N/A | #N/A | #N/A | #N/A | #N/A | #N/A | #N/A | #N/A | #N/A | #N/A | #N/A | #N/A | #N/A | #N/A
[26 empty] | R404A | -34 | 406 | #N/A | #N/A | #N/A | #N/A | #N/A | #N/A | #N/A | #N/A | #N/A | #N/A | #N/A | #N/A | #N/A | #N/A | #N/A | #N/A | #N/A | #N/A | #N/A | #N/A | #N/A | #N/A | #N/A | #N/A | #N/A | #N/A | #N/A | #N/A | #N/A | #N/A | #N/A | #N/A | #N/A | #N/A | #N/A | #N/A | #N/A | #N/A | #N/A | #N/A | #N/A | #N/A | #N/A | #N/A | #N/A | #N/A | #N/A | #N/A | #N/A | #N/A | #N/A | #N/A | #N/A | #N/A | #N/A | #N/A | #N/A | #N/A | #N/A | #N/A | #N/A
[26 empty] | R404A | -33 | 407 | #N/A | #N/A | #N/A | #N/A | #N/A | #N/A | #N/A | #N/A | #N/A | #N/A | #N/A | #N/A | #N/A | #N/A | #N/A | #N/A | #N/A | #N/A | #N/A | #N/A | #N/A | #N/A | #N/A | #N/A | #N/A | #N/A | #N/A | #N/A | #N/A | #N/A | #N/A | #N/A | #N/A | #N/A | #N/A | #N/A | #N/A | #N/A | #N/A | #N/A | #N/A | #N/A | #N/A | #N/A | #N/A | #N/A | #N/A | #N/A | #N/A | #N/A | #N/A | #N/A | #N/A | #N/A | #N/A | #N/A | #N/A | #N/A | #N/A | #N/A | #N/A
[26 empty] | R404A | -32 | 408 | #N/A | #N/A | #N/A | #N/A | #N/A | #N/A | #N/A | #N/A | #N/A | #N/A | #N/A | #N/A | #N/A | #N/A | #N/A | #N/A | #N/A | #N/A | #N/A | #N/A | #N/A | #N/A | #N/A | #N/A | #N/A | #N/A | #N/A | #N/A | #N/A | #N/A | #N/A | #N/A | #N/A | #N/A | #N/A | #N/A | #N/A | #N/A | #N/A | #N/A | #N/A | #N/A | #N/A | #N/A | #N/A | #N/A | #N/A | #N/A | #N/A | #N/A | #N/A | #N/A | #N/A | #N/A | #N/A | #N/A | #N/A | #N/A | #N/A | #N/A | #N/A
[26 empty] | R404A | -31 | 409 | #N/A | #N/A | #N/A | #N/A | #N/A | #N/A | #N/A | #N/A | #N/A | #N/A | #N/A | #N/A | #N/A | #N/A | #N/A | #N/A | #N/A | #N/A | #N/A | #N/A | #N/A | #N/A | #N/A | #N/A | #N/A | #N/A | #N/A | #N/A | #N/A | #N/A | #N/A | #N/A | #N/A | #N/A | #N/A | #N/A | #N/A | #N/A | #N/A | #N/A | #N/A | #N/A | #N/A | #N/A | #N/A | #N/A | #N/A | #N/A | #N/A | #N/A | #N/A | #N/A | #N/A | #N/A | #N/A | #N/A | #N/A | #N/A | #N/A | #N/A | #N/A
[26 empty] | R404A | -30 | 410 | #N/A | #N/A | #N/A | #N/A | #N/A | #N/A | #N/A | #N/A | #N/A | #N/A | #N/A | #N/A | #N/A | #N/A | #N/A | #N/A | #N/A | #N/A | #N/A | #N/A | #N/A | #N/A | #N/A | #N/A | #N/A | #N/A | #N/A | #N/A | #N/A | #N/A | #N/A | #N/A | #N/A | #N/A | #N/A | #N/A | #N/A | #N/A | #N/A | #N/A | #N/A | #N/A | #N/A | #N/A | #N/A | #N/A | #N/A | #N/A | #N/A | #N/A | #N/A | #N/A | #N/A | #N/A | #N/A | #N/A | #N/A | #N/A | #N/A | #N/A | #N/A
[26 empty] | R404A | -29 | 411 | #N/A | #N/A | #N/A | #N/A | #N/A | #N/A | #N/A | #N/A | #N/A | #N/A | #N/A | #N/A | #N/A | #N/A | #N/A | #N/A | #N/A | #N/A | #N/A | #N/A | #N/A | #N/A | #N/A | #N/A | #N/A | #N/A | #N/A | #N/A | #N/A | #N/A | #N/A | #N/A | #N/A | #N/A | #N/A | #N/A | #N/A | #N/A | #N/A | #N/A | #N/A | #N/A | #N/A | #N/A | #N/A | #N/A | #N/A | #N/A | #N/A | #N/A | #N/A | #N/A | #N/A | #N/A | #N/A | #N/A | #N/A | #N/A | #N/A | #N/A | #N/A
[26 empty] | R404A | -28 | 412 | #N/A | #N/A | #N/A | #N/A | #N/A | #N/A | #N/A | #N/A | #N/A | #N/A | #N/A | #N/A | #N/A | #N/A | #N/A | #N/A | #N/A | #N/A | #N/A | #N/A | #N/A | #N/A | #N/A | #N/A | #N/A | #N/A | #N/A | #N/A | #N/A | #N/A | #N/A | #N/A | #N/A | #N/A | #N/A | #N/A | #N/A | #N/A | #N/A | #N/A | #N/A | #N/A | #N/A | #N/A | #N/A | #N/A | #N/A | #N/A | #N/A | #N/A | #N/A | #N/A | #N/A | #N/A | #N/A | #N/A | #N/A | #N/A | #N/A | #N/A | #N/A
[26 empty] | R404A | -27 | 413 | #N/A | #N/A | #N/A | #N/A | #N/A | #N/A | #N/A | #N/A | #N/A | #N/A | #N/A | #N/A | #N/A | #N/A | #N/A | #N/A | #N/A | #N/A | #N/A | #N/A | #N/A | #N/A | #N/A | #N/A | #N/A | #N/A | #N/A | #N/A | #N/A | #N/A | #N/A | #N/A | #N/A | #N/A | #N/A | #N/A | #N/A | #N/A | #N/A | #N/A | #N/A | #N/A | #N/A | #N/A | #N/A | #N/A | #N/A | #N/A | #N/A | #N/A | #N/A | #N/A | #N/A | #N/A | #N/A | #N/A | #N/A | #N/A | #N/A | #N/A | #N/A
[26 empty] | R404A | -26 | 414 | #N/A | #N/A | #N/A | #N/A | #N/A | #N/A | #N/A | #N/A | #N/A | #N/A | #N/A | #N/A | #N/A | #N/A | #N/A | #N/A | #N/A | #N/A | #N/A | #N/A | #N/A | #N/A | #N/A | #N/A | #N/A | #N/A | #N/A | #N/A | #N/A | #N/A | #N/A | #N/A | #N/A | #N/A | #N/A | #N/A | #N/A | #N/A | #N/A | #N/A | #N/A | #N/A | #N/A | #N/A | #N/A | #N/A | #N/A | #N/A | #N/A | #N/A | #N/A | #N/A | #N/A | #N/A | #N/A | #N/A | #N/A | #N/A | #N/A | #N/A | #N/A
[26 empty] | R404A | -25 | 415 | #N/A | #N/A | #N/A | #N/A | #N/A | #N/A | #N/A | #N/A | #N/A | #N/A | #N/A | #N/A | #N/A | #N/A | #N/A | #N/A | #N/A | #N/A | #N/A | #N/A | #N/A | #N/A | #N/A | #N/A | #N/A | #N/A | #N/A | #N/A | #N/A | #N/A | #N/A | #N/A | #N/A | #N/A | #N/A | #N/A | #N/A | #N/A | #N/A | #N/A | #N/A | #N/A | #N/A | #N/A | #N/A | #N/A | #N/A | #N/A | #N/A | #N/A | #N/A | #N/A | #N/A | #N/A | #N/A | #N/A | #N/A | #N/A | #N/A | #N/A | #N/A
[26 empty] | R404A | -24 | 416 | #N/A | #N/A | #N/A | #N/A | #N/A | #N/A | #N/A | #N/A | #N/A | #N/A | #N/A | #N/A | #N/A | #N/A | #N/A | #N/A | #N/A | #N/A | #N/A | #N/A | #N/A | #N/A | #N/A | #N/A | #N/A | #N/A | #N/A | #N/A | #N/A | #N/A | #N/A | #N/A | #N/A | #N/A | #N/A | #N/A | #N/A | #N/A | #N/A | #N/A | #N/A | #N/A | #N/A | #N/A | #N/A | #N/A | #N/A | #N/A | #N/A | #N/A | #N/A | #N/A | #N/A | #N/A | #N/A | #N/A | #N/A | #N/A | #N/A | #N/A | #N/A
[26 empty] | R404A | -23 | 417 | #N/A | #N/A | #N/A | #N/A | #N/A | #N/A | #N/A | #N/A | #N/A | #N/A | #N/A | #N/A | #N/A | #N/A | #N/A | #N/A | #N/A | #N/A | #N/A | #N/A | #N/A | #N/A | #N/A | #N/A | #N/A | #N/A | #N/A | #N/A | #N/A | #N/A | #N/A | #N/A | #N/A | #N/A | #N/A | #N/A | #N/A | #N/A | #N/A | #N/A | #N/A | #N/A | #N/A | #N/A | #N/A | #N/A | #N/A | #N/A | #N/A | #N/A | #N/A | #N/A | #N/A | #N/A | #N/A | #N/A | #N/A | #N/A | #N/A | #N/A | #N/A
[26 empty] | R404A | -22 | 418 | #N/A | #N/A | #N/A | #N/A | #N/A | #N/A | #N/A | #N/A | #N/A | #N/A | #N/A | #N/A | #N/A | #N/A | #N/A | #N/A | #N/A | #N/A | #N/A | #N/A | #N/A | #N/A | #N/A | #N/A | #N/A | #N/A | #N/A | #N/A | #N/A | #N/A | #N/A | #N/A | #N/A | #N/A | #N/A | #N/A | #N/A | #N/A | #N/A | #N/A | #N/A | #N/A | #N/A | #N/A | #N/A | #N/A | #N/A | #N/A | #N/A | #N/A | #N/A | #N/A | #N/A | #N/A | #N/A | #N/A | #N/A | #N/A | #N/A | #N/A | #N/A
[26 empty] | R404A | -21 | 419 | #N/A | #N/A | #N/A | #N/A | #N/A | #N/A | #N/A | #N/A | #N/A | #N/A | #N/A | #N/A | #N/A | #N/A | #N/A | #N/A | #N/A | #N/A | #N/A | #N/A | #N/A | #N/A | #N/A | #N/A | #N/A | #N/A | #N/A | #N/A | #N/A | #N/A | #N/A | #N/A | #N/A | #N/A | #N/A | #N/A | #N/A | #N/A | #N/A | #N/A | #N/A | #N/A | #N/A | #N/A | #N/A | #N/A | #N/A | #N/A | #N/A | #N/A | #N/A | #N/A | #N/A | #N/A | #N/A | #N/A | #N/A | #N/A | #N/A | #N/A | #N/A
[26 empty] | R404A | -20 | 420 | #N/A | #N/A | #N/A | #N/A | #N/A | #N/A | #N/A | #N/A | #N/A | #N/A | #N/A | #N/A | #N/A | #N/A | #N/A | #N/A | #N/A | #N/A | #N/A | #N/A | #N/A | #N/A | #N/A | #N/A | #N/A | #N/A | #N/A | #N/A | #N/A | #N/A | #N/A | #N/A | #N/A | #N/A | #N/A | #N/A | #N/A | #N/A | #N/A | #N/A | #N/A | #N/A | #N/A | #N/A | #N/A | #N/A | #N/A | #N/A | #N/A | #N/A | #N/A | #N/A | #N/A | #N/A | #N/A | #N/A | #N/A | #N/A | #N/A | #N/A | #N/A
[26 empty] | R404A | -19 | 421 | #N/A | #N/A | #N/A | #N/A | #N/A | #N/A | #N/A | #N/A | #N/A | #N/A | #N/A | #N/A | #N/A | #N/A | #N/A | #N/A | #N/A | #N/A | #N/A | #N/A | #N/A | #N/A | #N/A | #N/A | #N/A | #N/A | #N/A | #N/A | #N/A | #N/A | #N/A | #N/A | #N/A | #N/A | #N/A | #N/A | #N/A | #N/A | #N/A | #N/A | #N/A | #N/A | #N/A | #N/A | #N/A | #N/A | #N/A | #N/A | #N/A | #N/A | #N/A | #N/A | #N/A | #N/A | #N/A | #N/A | #N/A | #N/A | #N/A | #N/A | #N/A
[26 empty] | R404A | -18 | 422 | #N/A | #N/A | #N/A | #N/A | #N/A | #N/A | #N/A | #N/A | #N/A | #N/A | #N/A | #N/A | #N/A | #N/A | #N/A | #N/A | #N/A | #N/A | #N/A | #N/A | #N/A | #N/A | #N/A | #N/A | #N/A | #N/A | #N/A | #N/A | #N/A | #N/A | #N/A | #N/A | #N/A | #N/A | #N/A | #N/A | #N/A | #N/A | #N/A | #N/A | #N/A | #N/A | #N/A | #N/A | #N/A | #N/A | #N/A | #N/A | #N/A | #N/A | #N/A | #N/A | #N/A | #N/A | #N/A | #N/A | #N/A | #N/A | #N/A | #N/A | #N/A
[26 empty] | R404A | -17 | 423 | #N/A | #N/A | #N/A | #N/A | #N/A | #N/A | #N/A | #N/A | #N/A | #N/A | #N/A | #N/A | #N/A | #N/A | #N/A | #N/A | #N/A | #N/A | #N/A | #N/A | #N/A | #N/A | #N/A | #N/A | #N/A | #N/A | #N/A | #N/A | #N/A | #N/A | #N/A | #N/A | #N/A | #N/A | #N/A | #N/A | #N/A | #N/A | #N/A | #N/A | #N/A | #N/A | #N/A | #N/A | #N/A | #N/A | #N/A | #N/A | #N/A | #N/A | #N/A | #N/A | #N/A | #N/A | #N/A | #N/A | #N/A | #N/A | #N/A | #N/A | #N/A
[26 empty] | R404A | -16 | 424 | #N/A | #N/A | #N/A | #N/A | #N/A | #N/A | #N/A | #N/A | #N/A | #N/A | #N/A | #N/A | #N/A | #N/A | #N/A | #N/A | #N/A | #N/A | #N/A | #N/A | #N/A | #N/A | #N/A | #N/A | #N/A | #N/A | #N/A | #N/A | #N/A | #N/A | #N/A | #N/A | #N/A | #N/A | #N/A | #N/A | #N/A | #N/A | #N/A | #N/A | #N/A | #N/A | #N/A | #N/A | #N/A | #N/A | #N/A | #N/A | #N/A | #N/A | #N/A | #N/A | #N/A | #N/A | #N/A | #N/A | #N/A | #N/A | #N/A | #N/A | #N/A
[26 empty] | R404A | -15 | 425 | #N/A | #N/A | #N/A | #N/A | #N/A | #N/A | #N/A | #N/A | #N/A | #N/A | #N/A | #N/A | #N/A | #N/A | #N/A | #N/A | #N/A | #N/A | #N/A | #N/A | #N/A | #N/A | #N/A | #N/A | #N/A | #N/A | #N/A | #N/A | #N/A | #N/A | #N/A | #N/A | #N/A | #N/A | #N/A | #N/A | #N/A | #N/A | #N/A | #N/A | #N/A | #N/A | #N/A | #N/A | #N/A | #N/A | #N/A | #N/A | #N/A | #N/A | #N/A | #N/A | #N/A | #N/A | #N/A | #N/A | #N/A | #N/A | #N/A | #N/A | #N/A
[26 empty] | R404A | -14 | 426 | #N/A | #N/A | #N/A | #N/A | #N/A | #N/A | #N/A | #N/A | #N/A | #N/A | #N/A | #N/A | #N/A | #N/A | #N/A | #N/A | #N/A | #N/A | #N/A | #N/A | #N/A | #N/A | #N/A | #N/A | #N/A | #N/A | #N/A | #N/A | #N/A | #N/A | #N/A | #N/A | #N/A | #N/A | #N/A | #N/A | #N/A | #N/A | #N/A | #N/A | #N/A | #N/A | #N/A | #N/A | #N/A | #N/A | #N/A | #N/A | #N/A | #N/A | #N/A | #N/A | #N/A | #N/A | #N/A | #N/A | #N/A | #N/A | #N/A | #N/A | #N/A
[26 empty] | R404A | -13 | 427 | #N/A | #N/A | #N/A | #N/A | #N/A | #N/A | #N/A | #N/A | #N/A | #N/A | #N/A | #N/A | #N/A | #N/A | #N/A | #N/A | #N/A | #N/A | #N/A | #N/A | #N/A | #N/A | #N/A | #N/A | #N/A | #N/A | #N/A | #N/A | #N/A | #N/A | #N/A | #N/A | #N/A | #N/A | #N/A | #N/A | #N/A | #N/A | #N/A | #N/A | #N/A | #N/A | #N/A | #N/A | #N/A | #N/A | #N/A | #N/A | #N/A | #N/A | #N/A | #N/A | #N/A | #N/A | #N/A | #N/A | #N/A | #N/A | #N/A | #N/A | #N/A
[26 empty] | R404A | -12 | 428 | #N/A | #N/A | #N/A | #N/A | #N/A | #N/A | #N/A | #N/A | #N/A | #N/A | #N/A | #N/A | #N/A | #N/A | #N/A | #N/A | #N/A | #N/A | #N/A | #N/A | #N/A | #N/A | #N/A | #N/A | #N/A | #N/A | #N/A | #N/A | #N/A | #N/A | #N/A | #N/A | #N/A | #N/A | #N/A | #N/A | #N/A | #N/A | #N/A | #N/A | #N/A | #N/A | #N/A | #N/A | #N/A | #N/A | #N/A | #N/A | #N/A | #N/A | #N/A | #N/A | #N/A | #N/A | #N/A | #N/A | #N/A | #N/A | #N/A | #N/A | #N/A
[26 empty] | R404A | -11 | 429 | #N/A | #N/A | #N/A | #N/A | #N/A | #N/A | #N/A | #N/A | #N/A | #N/A | #N/A | #N/A | #N/A | #N/A | #N/A | #N/A | #N/A | #N/A | #N/A | #N/A | #N/A | #N/A | #N/A | #N/A | #N/A | #N/A | #N/A | #N/A | #N/A | #N/A | #N/A | #N/A | #N/A | #N/A | #N/A | #N/A | #N/A | #N/A | #N/A | #N/A | #N/A | #N/A | #N/A | #N/A | #N/A | #N/A | #N/A | #N/A | #N/A | #N/A | #N/A | #N/A | #N/A | #N/A | #N/A | #N/A | #N/A | #N/A | #N/A | #N/A | #N/A
[26 empty] | R404A | -10 | 430 | #N/A | #N/A | #N/A | #N/A | #N/A | #N/A | #N/A | #N/A | #N/A | #N/A | #N/A | #N/A | #N/A | #N/A | #N/A | #N/A | #N/A | #N/A | #N/A | #N/A | #N/A | #N/A | #N/A | #N/A | #N/A | #N/A | #N/A | #N/A | #N/A | #N/A | #N/A | #N/A | #N/A | #N/A | #N/A | #N/A | #N/A | #N/A | #N/A | #N/A | #N/A | #N/A | #N/A | #N/A | #N/A | #N/A | #N/A | #N/A | #N/A | #N/A | #N/A | #N/A | #N/A | #N/A | #N/A | #N/A | #N/A | #N/A | #N/A | #N/A | #N/A
[26 empty] | R404A | -9 | 431 | #N/A | #N/A | #N/A | #N/A | #N/A | #N/A | #N/A | #N/A | #N/A | #N/A | #N/A | #N/A | #N/A | #N/A | #N/A | #N/A | #N/A | #N/A | #N/A | #N/A | #N/A | #N/A | #N/A | #N/A | #N/A | #N/A | #N/A | #N/A | #N/A | #N/A | #N/A | #N/A | #N/A | #N/A | #N/A | #N/A | #N/A | #N/A | #N/A | #N/A | #N/A | #N/A | #N/A | #N/A | #N/A | #N/A | #N/A | #N/A | #N/A | #N/A | #N/A | #N/A | #N/A | #N/A | #N/A | #N/A | #N/A | #N/A | #N/A | #N/A | #N/A
[26 empty] | R404A | -8 | 432 | #N/A | #N/A | #N/A | #N/A | #N/A | #N/A | #N/A | #N/A | #N/A | #N/A | #N/A | #N/A | #N/A | #N/A | #N/A | #N/A | #N/A | #N/A | #N/A | #N/A | #N/A | #N/A | #N/A | #N/A | #N/A | #N/A | #N/A | #N/A | #N/A | #N/A | #N/A | #N/A | #N/A | #N/A | #N/A | #N/A | #N/A | #N/A | #N/A | #N/A | #N/A | #N/A | #N/A | #N/A | #N/A | #N/A | #N/A | #N/A | #N/A | #N/A | #N/A | #N/A | #N/A | #N/A | #N/A | #N/A | #N/A | #N/A | #N/A | #N/A | #N/A
[26 empty] | R404A | -7 | 433 | #N/A | #N/A | #N/A | #N/A | #N/A | #N/A | #N/A | #N/A | #N/A | #N/A | #N/A | #N/A | #N/A | #N/A | #N/A | #N/A | #N/A | #N/A | #N/A | #N/A | #N/A | #N/A | #N/A | #N/A | #N/A | #N/A | #N/A | #N/A | #N/A | #N/A | #N/A | #N/A | #N/A | #N/A | #N/A | #N/A | #N/A | #N/A | #N/A | #N/A | #N/A | #N/A | #N/A | #N/A | #N/A | #N/A | #N/A | #N/A | #N/A | #N/A | #N/A | #N/A | #N/A | #N/A | #N/A | #N/A | #N/A | #N/A | #N/A | #N/A | #N/A
[26 empty] | R404A | -6 | 434 | #N/A | #N/A | #N/A | #N/A | #N/A | #N/A | #N/A | #N/A | #N/A | #N/A | #N/A | #N/A | #N/A | #N/A | #N/A | #N/A | #N/A | #N/A | #N/A | #N/A | #N/A | #N/A | #N/A | #N/A | #N/A | #N/A | #N/A | #N/A | #N/A | #N/A | #N/A | #N/A | #N/A | #N/A | #N/A | #N/A | #N/A | #N/A | #N/A | #N/A | #N/A | #N/A | #N/A | #N/A | #N/A | #N/A | #N/A | #N/A | #N/A | #N/A | #N/A | #N/A | #N/A | #N/A | #N/A | #N/A | #N/A | #N/A | #N/A | #N/A | #N/A
[26 empty] | R404A | -5 | 435 | #N/A | #N/A | #N/A | #N/A | #N/A | #N/A | #N/A | #N/A | #N/A | #N/A | #N/A | #N/A | #N/A | #N/A | #N/A | #N/A | #N/A | #N/A | #N/A | #N/A | #N/A | #N/A | #N/A | #N/A | #N/A | #N/A | #N/A | #N/A | #N/A | #N/A | #N/A | #N/A | #N/A | #N/A | #N/A | #N/A | #N/A | #N/A | #N/A | #N/A | #N/A | #N/A | #N/A | #N/A | #N/A | #N/A | #N/A | #N/A | #N/A | #N/A | #N/A | #N/A | #N/A | #N/A | #N/A | #N/A | #N/A | #N/A | #N/A | #N/A | #N/A
[26 empty] | R404A | -4 | 436 | #N/A | #N/A | #N/A | #N/A | #N/A | #N/A | #N/A | #N/A | #N/A | #N/A | #N/A | #N/A | #N/A | #N/A | #N/A | #N/A | #N/A | #N/A | #N/A | #N/A | #N/A | #N/A | #N/A | #N/A | #N/A | #N/A | #N/A | #N/A | #N/A | #N/A | #N/A | #N/A | #N/A | #N/A | #N/A | #N/A | #N/A | #N/A | #N/A | #N/A | #N/A | #N/A | #N/A | #N/A | #N/A | #N/A | #N/A | #N/A | #N/A | #N/A | #N/A | #N/A | #N/A | #N/A | #N/A | #N/A | #N/A | #N/A | #N/A | #N/A | #N/A
[26 empty] | R404A | -3 | 437 | #N/A | #N/A | #N/A | #N/A | #N/A | #N/A | #N/A | #N/A | #N/A | #N/A | #N/A | #N/A | #N/A | #N/A | #N/A | #N/A | #N/A | #N/A | #N/A | #N/A | #N/A | #N/A | #N/A | #N/A | #N/A | #N/A | #N/A | #N/A | #N/A | #N/A | #N/A | #N/A | #N/A | #N/A | #N/A | #N/A | #N/A | #N/A | #N/A | #N/A | #N/A | #N/A | #N/A | #N/A | #N/A | #N/A | #N/A | #N/A | #N/A | #N/A | #N/A | #N/A | #N/A | #N/A | #N/A | #N/A | #N/A | #N/A | #N/A | #N/A | #N/A
[26 empty] | R404A | -2 | 438 | #N/A | #N/A | #N/A | #N/A | #N/A | #N/A | #N/A | #N/A | #N/A | #N/A | #N/A | #N/A | #N/A | #N/A | #N/A | #N/A | #N/A | #N/A | #N/A | #N/A | #N/A | #N/A | #N/A | #N/A | #N/A | #N/A | #N/A | #N/A | #N/A | #N/A | #N/A | #N/A | #N/A | #N/A | #N/A | #N/A | #N/A | #N/A | #N/A | #N/A | #N/A | #N/A | #N/A | #N/A | #N/A | #N/A | #N/A | #N/A | #N/A | #N/A | #N/A | #N/A | #N/A | #N/A | #N/A | #N/A | #N/A | #N/A | #N/A | #N/A | #N/A
[26 empty] | R404A | -1 | 439 | #N/A | #N/A | #N/A | #N/A | #N/A | #N/A | #N/A | #N/A | #N/A | #N/A | #N/A | #N/A | #N/A | #N/A | #N/A | #N/A | #N/A | #N/A | #N/A | #N/A | #N/A | #N/A | #N/A | #N/A | #N/A | #N/A | #N/A | #N/A | #N/A | #N/A | #N/A | #N/A | #N/A | #N/A | #N/A | #N/A | #N/A | #N/A | #N/A | #N/A | #N/A | #N/A | #N/A | #N/A | #N/A | #N/A | #N/A | #N/A | #N/A | #N/A | #N/A | #N/A | #N/A | #N/A | #N/A | #N/A | #N/A | #N/A | #N/A | #N/A | #N/A
[26 empty] | R404A | 0 | 440 | #N/A | #N/A | #N/A | #N/A | #N/A | #N/A | #N/A | #N/A | #N/A | #N/A | #N/A | #N/A | #N/A | #N/A | #N/A | #N/A | #N/A | #N/A | #N/A | #N/A | #N/A | #N/A | #N/A | #N/A | #N/A | #N/A | #N/A | #N/A | #N/A | #N/A | #N/A | #N/A | #N/A | #N/A | #N/A | #N/A | #N/A | #N/A | #N/A | #N/A | #N/A | #N/A | #N/A | #N/A | #N/A | #N/A | #N/A | #N/A | #N/A | #N/A | #N/A | #N/A | #N/A | #N/A | #N/A | #N/A | #N/A | #N/A | #N/A | #N/A | #N/A
[26 empty] | R404A | 1 | 441 | #N/A | #N/A | #N/A | #N/A | #N/A | #N/A | #N/A | #N/A | #N/A | #N/A | #N/A | #N/A | #N/A | #N/A | #N/A | #N/A | #N/A | #N/A | #N/A | #N/A | #N/A | #N/A | #N/A | #N/A | #N/A | #N/A | #N/A | #N/A | #N/A | #N/A | #N/A | #N/A | #N/A | #N/A | #N/A | #N/A | #N/A | #N/A | #N/A | #N/A | #N/A | #N/A | #N/A | #N/A | #N/A | #N/A | #N/A | #N/A | #N/A | #N/A | #N/A | #N/A | #N/A | #N/A | #N/A | #N/A | #N/A | #N/A | #N/A | #N/A | #N/A
[26 empty] | R404A | 2 | 442 | #N/A | #N/A | #N/A | #N/A | #N/A | #N/A | #N/A | #N/A | #N/A | #N/A | #N/A | #N/A | #N/A | #N/A | #N/A | #N/A | #N/A | #N/A | #N/A | #N/A | #N/A | #N/A | #N/A | #N/A | #N/A | #N/A | #N/A | #N/A | #N/A | #N/A | #N/A | #N/A | #N/A | #N/A | #N/A | #N/A | #N/A | #N/A | #N/A | #N/A | #N/A | #N/A | #N/A | #N/A | #N/A | #N/A | #N/A | #N/A | #N/A | #N/A | #N/A | #N/A | #N/A | #N/A | #N/A | #N/A | #N/A | #N/A | #N/A | #N/A | #N/A
[26 empty] | R404A | 3 | 443 | #N/A | #N/A | #N/A | #N/A | #N/A | #N/A | #N/A | #N/A | #N/A | #N/A | #N/A | #N/A | #N/A | #N/A | #N/A | #N/A | #N/A | #N/A | #N/A | #N/A | #N/A | #N/A | #N/A | #N/A | #N/A | #N/A | #N/A | #N/A | #N/A | #N/A | #N/A | #N/A | #N/A | #N/A | #N/A | #N/A | #N/A | #N/A | #N/A | #N/A | #N/A | #N/A | #N/A | #N/A | #N/A | #N/A | #N/A | #N/A | #N/A | #N/A | #N/A | #N/A | #N/A | #N/A | #N/A | #N/A | #N/A | #N/A | #N/A | #N/A | #N/A
[26 empty] | R404A | 4 | 444 | #N/A | #N/A | #N/A | #N/A | #N/A | #N/A | #N/A | #N/A | #N/A | #N/A | #N/A | #N/A | #N/A | #N/A | #N/A | #N/A | #N/A | #N/A | #N/A | #N/A | #N/A | #N/A | #N/A | #N/A | #N/A | #N/A | #N/A | #N/A | #N/A | #N/A | #N/A | #N/A | #N/A | #N/A | #N/A | #N/A | #N/A | #N/A | #N/A | #N/A | #N/A | #N/A | #N/A | #N/A | #N/A | #N/A | #N/A | #N/A | #N/A | #N/A | #N/A | #N/A | #N/A | #N/A | #N/A | #N/A | #N/A | #N/A | #N/A | #N/A | #N/A
[26 empty] | R404A | 5 | 445 | #N/A | #N/A | #N/A | #N/A | #N/A | #N/A | #N/A | #N/A | #N/A | #N/A | #N/A | #N/A | #N/A | #N/A | #N/A | #N/A | #N/A | #N/A | #N/A | #N/A | #N/A | #N/A | #N/A | #N/A | #N/A | #N/A | #N/A | #N/A | #N/A | #N/A | #N/A | #N/A | #N/A | #N/A | #N/A | #N/A | #N/A | #N/A | #N/A | #N/A | #N/A | #N/A | #N/A | #N/A | #N/A | #N/A | #N/A | #N/A | #N/A | #N/A | #N/A | #N/A | #N/A | #N/A | #N/A | #N/A | #N/A | #N/A | #N/A | #N/A | #N/A
[26 empty] | R404A | 6 | 446 | #N/A | #N/A | #N/A | #N/A | #N/A | #N/A | #N/A | #N/A | #N/A | #N/A | #N/A | #N/A | #N/A | #N/A | #N/A | #N/A | #N/A | #N/A | #N/A | #N/A | #N/A | #N/A | #N/A | #N/A | #N/A | #N/A | #N/A | #N/A | #N/A | #N/A | #N/A | #N/A | #N/A | #N/A | #N/A | #N/A | #N/A | #N/A | #N/A | #N/A | #N/A | #N/A | #N/A | #N/A | #N/A | #N/A | #N/A | #N/A | #N/A | #N/A | #N/A | #N/A | #N/A | #N/A | #N/A | #N/A | #N/A | #N/A | #N/A | #N/A | #N/A
[26 empty] | R404A | 7 | 447 | #N/A | #N/A | #N/A | #N/A | #N/A | #N/A | #N/A | #N/A | #N/A | #N/A | #N/A | #N/A | #N/A | #N/A | #N/A | #N/A | #N/A | #N/A | #N/A | #N/A | #N/A | #N/A | #N/A | #N/A | #N/A | #N/A | #N/A | #N/A | #N/A | #N/A | #N/A | #N/A | #N/A | #N/A | #N/A | #N/A | #N/A | #N/A | #N/A | #N/A | #N/A | #N/A | #N/A | #N/A | #N/A | #N/A | #N/A | #N/A | #N/A | #N/A | #N/A | #N/A | #N/A | #N/A | #N/A | #N/A | #N/A | #N/A | #N/A | #N/A | #N/A
[26 empty] | R404A | 8 | 448 | #N/A | #N/A | #N/A | #N/A | #N/A | #N/A | #N/A | #N/A | #N/A | #N/A | #N/A | #N/A | #N/A | #N/A | #N/A | #N/A | #N/A | #N/A | #N/A | #N/A | #N/A | #N/A | #N/A | #N/A | #N/A | #N/A | #N/A | #N/A | #N/A | #N/A | #N/A | #N/A | #N/A | #N/A | #N/A | #N/A | #N/A | #N/A | #N/A | #N/A | #N/A | #N/A | #N/A | #N/A | #N/A | #N/A | #N/A | #N/A | #N/A | #N/A | #N/A | #N/A | #N/A | #N/A | #N/A | #N/A | #N/A | #N/A | #N/A | #N/A | #N/A
[26 empty] | R404A | 9 | 449 | #N/A | #N/A | #N/A | #N/A | #N/A | #N/A | #N/A | #N/A | #N/A | #N/A | #N/A | #N/A | #N/A | #N/A | #N/A | #N/A | #N/A | #N/A | #N/A | #N/A | #N/A | #N/A | #N/A | #N/A | #N/A | #N/A | #N/A | #N/A | #N/A | #N/A | #N/A | #N/A | #N/A | #N/A | #N/A | #N/A | #N/A | #N/A | #N/A | #N/A | #N/A | #N/A | #N/A | #N/A | #N/A | #N/A | #N/A | #N/A | #N/A | #N/A | #N/A | #N/A | #N/A | #N/A | #N/A | #N/A | #N/A | #N/A | #N/A | #N/A | #N/A
[26 empty] | R404A | 10 | 450 | 37.6352 | 37.8167 | 37.998 | 38.1791 | 38.3601 | 38.5407 | 38.7212 | 38.9014 | 39.0813 | 39.261 | 39.4403 | 39.6194 | 39.7982 | 39.9766 | 40.1547 | 40.3324 | 40.5098 | 40.6868 | 40.8634 | 41.0396 | 41.2153 | 41.3907 | 41.5656 | 41.7401 | 41.9141 | 42.0876 | 42.2606 | 42.4331 | 42.6051 | 42.7766 | 42.9475 | 43.1178 | 43.2875 | 43.4567 | 43.6252 | 43.7932 | 43.9604 | 44.1271 | 44.293 | 44.4583 | 44.6228 | 44.7866 | 44.9497 | 45.112 | 45.2735 | 45.4346 | 45.5946 | 45.7537 | 45.9119 | 46.0693 | 46.2258 | #N/A | #N/A | #N/A | #N/A | #N/A | #N/A | #N/A | #N/A | #N/A | #N/A
[26 empty] | R404A | 11 | 451 | 37.1455 | 37.3267 | 37.5077 | 37.6885 | 37.869 | 38.0494 | 38.2295 | 38.4094 | 38.589 | 38.7683 | 38.9473 | 39.126 | 39.3045 | 39.4826 | 39.6603 | 39.8377 | 40.0147 | 40.1914 | 40.3677 | 40.5435 | 40.719 | 40.894 | 41.0686 | 41.2428 | 41.4164 | 41.5896 | 41.7623 | 41.9345 | 42.1062 | 42.2773 | 42.4479 | 42.6179 | 42.7873 | 42.9562 | 43.1244 | 43.292 | 43.459 | 43.6253 | 43.7909 | 43.9559 | 44.1201 | 44.2836 | 44.4464 | 44.6084 | 44.7696 | 44.9304 | 45.09 | 45.2489 | 45.4068 | 45.5639 | 45.7201 | 45.8753 | #N/A | #N/A | #N/A | #N/A | #N/A | #N/A | #N/A | #N/A | #N/A
[26 empty] | R404A | 12 | 452 | 36.6551 | 36.836 | 37.0166 | 37.1971 | 37.3773 | 37.5573 | 37.7371 | 37.9166 | 38.0959 | 38.2749 | 38.4535 | 38.6319 | 38.81 | 38.9878 | 39.1652 | 39.3423 | 39.519 | 39.6953 | 39.8712 | 40.0468 | 40.2219 | 40.3966 | 40.5709 | 40.7447 | 40.918 | 41.0909 | 41.2632 | 41.4351 | 41.6064 | 41.7773 | 41.9475 | 42.1172 | 42.2863 | 42.4549 | 42.6228 | 42.7901 | 42.9567 | 43.1227 | 43.288 | 43.4527 | 43.6166 | 43.7798 | 43.9422 | 44.1039 | 44.2649 | 44.4253 | 44.5847 | 44.7432 | 44.9009 | 45.0576 | 45.2135 | 45.3685 | 45.5225 | #N/A | #N/A | #N/A | #N/A | #N/A | #N/A | #N/A | #N/A
[26 empty] | R404A | 13 | 453 | 36.1641 | 36.3446 | 36.5249 | 36.705 | 36.8849 | 37.0646 | 37.244 | 37.4232 | 37.6021 | 37.7807 | 37.9591 | 38.1371 | 38.3149 | 38.4923 | 38.6694 | 38.8461 | 39.0225 | 39.1984 | 39.374 | 39.5493 | 39.724 | 39.8984 | 40.0723 | 40.2458 | 40.4188 | 40.5913 | 40.7634 | 40.9349 | 41.1059 | 41.2764 | 41.4463 | 41.6157 | 41.7845 | 41.9527 | 42.1203 | 42.2873 | 42.4536 | 42.6193 | 42.7843 | 42.9486 | 43.1122 | 43.2751 | 43.4373 | 43.5986 | 43.7593 | 43.9194 | 44.0785 | 44.2367 | 44.3941 | 44.5505 | 44.7061 | 44.8608 | 45.0145 | 45.1673 | #N/A | #N/A | #N/A | #N/A | #N/A | #N/A | #N/A
[26 empty] | R404A | 14 | 454 | 35.6723 | 35.8525 | 36.0324 | 36.2122 | 36.3917 | 36.5711 | 36.7501 | 36.929 | 37.1075 | 37.2858 | 37.4638 | 37.6415 | 37.8189 | 37.996 | 38.1727 | 38.3491 | 38.5252 | 38.7008 | 38.8761 | 39.0509 | 39.2254 | 39.3994 | 39.573 | 39.7461 | 39.9188 | 40.091 | 40.2627 | 40.4339 | 40.6046 | 40.7747 | 40.9444 | 41.1134 | 41.2819 | 41.4497 | 41.617 | 41.7837 | 41.9497 | 42.115 | 42.2797 | 42.4437 | 42.607 | 42.7696 | 42.9314 | 43.0925 | 43.2528 | 43.4127 | 43.5714 | 43.7293 | 43.8863 | 44.0425 | 44.1978 | 44.3522 | 44.5056 | 44.6581 | 44.8096 | #N/A | #N/A | #N/A | #N/A | #N/A | #N/A
[26 empty] | R404A | 15 | 455 | 35.1798 | 35.3596 | 35.5392 | 35.7186 | 35.8978 | 36.0768 | 36.2555 | 36.434 | 36.6122 | 36.7901 | 36.9678 | 37.1451 | 37.3222 | 37.499 | 37.6753 | 37.8514 | 38.0271 | 38.2024 | 38.3773 | 38.5518 | 38.7259 | 38.8996 | 39.0728 | 39.2456 | 39.418 | 39.5898 | 39.7612 | 39.9321 | 40.1024 | 40.2722 | 40.4415 | 40.6102 | 40.7784 | 40.9459 | 41.1128 | 41.2792 | 41.4449 | 41.6099 | 41.7742 | 41.9379 | 42.1009 | 42.2632 | 42.4247 | 42.5854 | 42.7454 | 42.905 | 43.0634 | 43.221 | 43.3777 | 43.5336 | 43.6886 | 43.8427 | 43.9958 | 44.1479 | 44.2991 | 44.4493 | #N/A | #N/A | #N/A | #N/A | #N/A
[26 empty] | R404A | 16 | 456 | 34.6866 | 34.866 | 35.0453 | 35.2243 | 35.4031 | 35.5817 | 35.7601 | 35.9382 | 36.1161 | 36.2937 | 36.471 | 36.648 | 36.8247 | 37.0011 | 37.1771 | 37.3528 | 37.5281 | 37.7031 | 37.8777 | 38.0518 | 38.2256 | 38.3989 | 38.5718 | 38.7443 | 38.9163 | 39.0878 | 39.2588 | 39.4294 | 39.5994 | 39.7689 | 39.9378 | 40.1062 | 40.274 | 40.4412 | 40.6078 | 40.7738 | 40.9391 | 41.1038 | 41.2679 | 41.4312 | 41.5939 | 41.7558 | 41.917 | 42.0775 | 42.2371 | 42.3964 | 42.5545 | 42.7118 | 42.8682 | 43.0238 | 43.1784 | 43.3322 | 43.485 | 43.6369 | 43.7878 | 43.9376 | 44.0865 | #N/A | #N/A | #N/A | #N/A
[26 empty] | R404A | 17 | 457 | 34.1925 | 34.3716 | 34.5505 | 34.7292 | 34.9077 | 35.0859 | 35.2639 | 35.4417 | 35.6192 | 35.7964 | 35.9733 | 36.15 | 36.3264 | 36.5024 | 36.6781 | 36.8534 | 37.0284 | 37.203 | 37.3772 | 37.551 | 37.7244 | 37.8974 | 38.07 | 38.2421 | 38.4137 | 38.5849 | 38.7556 | 38.9258 | 39.0955 | 39.2646 | 39.4332 | 39.6012 | 39.7687 | 39.9356 | 40.1018 | 40.2675 | 40.4325 | 40.5969 | 40.7606 | 40.9236 | 41.0859 | 41.2475 | 41.4084 | 41.5685 | 41.7279 | 41.8868 | 42.0446 | 42.2016 | 42.3577 | 42.5129 | 42.6673 | 42.8207 | 42.9733 | 43.1248 | 43.2754 | 43.425 | 43.5735 | 43.721 | #N/A | #N/A | #N/A
[26 empty] | R404A | 18 | 458 | 33.6977 | 33.8764 | 34.0549 | 34.2332 | 34.4114 | 34.5892 | 34.7669 | 34.9443 | 35.1214 | 35.2983 | 35.4749 | 35.6512 | 35.8272 | 36.0028 | 36.1782 | 36.3531 | 36.5277 | 36.702 | 36.8759 | 37.0493 | 37.2224 | 37.395 | 37.5672 | 37.739 | 37.9103 | 38.0811 | 38.2515 | 38.4213 | 38.5906 | 38.7594 | 38.9277 | 39.0953 | 39.2625 | 39.429 | 39.5949 | 39.7603 | 39.9249 | 40.089 | 40.2524 | 40.4151 | 40.577 | 40.7383 | 40.8989 | 41.0587 | 41.2177 | 41.3763 | 41.5337 | 41.6904 | 41.8462 | 42.0011 | 42.1552 | 42.3083 | 42.4605 | 42.6118 | 42.762 | 42.9113 | 43.0595 | 43.2067 | 43.3528 | #N/A | #N/A
[26 empty] | R404A | 19 | 459 | 33.202 | 33.3804 | 33.5585 | 33.7365 | 33.9142 | 34.0917 | 34.269 | 34.4461 | 34.6228 | 34.7993 | 34.9755 | 35.1515 | 35.3271 | 35.5024 | 35.6774 | 35.852 | 36.0262 | 36.2001 | 36.3736 | 36.5467 | 36.7194 | 36.8917 | 37.0636 | 37.235 | 37.4059 | 37.5764 | 37.7464 | 37.9159 | 38.0848 | 38.2533 | 38.4212 | 38.5885 | 38.7553 | 38.9215 | 39.0871 | 39.2521 | 39.4164 | 39.5801 | 39.7431 | 39.9055 | 40.0672 | 40.2281 | 40.3883 | 40.5478 | 40.7065 | 40.8647 | 41.0219 | 41.1782 | 41.3337 | 41.4883 | 41.642 | 41.7948 | 41.9467 | 42.0977 | 42.2476 | 42.3966 | 42.5445 | 42.6914 | 42.8372 | 42.9819 | #N/A
[26 empty] | R404A | 20 | 460 | 32.7055 | 32.8835 | 33.0613 | 33.2388 | 33.4162 | 33.5934 | 33.7703 | 33.9469 | 34.1233 | 34.2995 | 34.4753 | 34.6509 | 34.8261 | 35.0011 | 35.1757 | 35.3499 | 35.5238 | 35.6973 | 35.8705 | 36.0432 | 36.2156 | 36.3875 | 36.559 | 36.73 | 36.9006 | 37.0707 | 37.2403 | 37.4095 | 37.5781 | 37.7462 | 37.9137 | 38.0807 | 38.2472 | 38.413 | 38.5782 | 38.7429 | 38.9069 | 39.0702 | 39.2329 | 39.3949 | 39.5563 | 39.7169 | 39.8767 | 40.0359 | 40.1942 | 40.3522 | 40.509 | 40.665 | 40.8201 | 40.9744 | 41.1278 | 41.2803 | 41.4319 | 41.5825 | 41.7322 | 41.8808 | 42.0284 | 42.175 | 42.3205 | 42.4649 | 42.6081
[26 empty] | R404A | 21 | 461 | 32.2081 | 32.3857 | 32.5631 | 32.7403 | 32.9173 | 33.0941 | 33.2706 | 33.4469 | 33.623 | 33.7987 | 33.9742 | 34.1494 | 34.3243 | 34.4988 | 34.673 | 34.8469 | 35.0204 | 35.1936 | 35.3664 | 35.5387 | 35.7107 | 35.8823 | 36.0534 | 36.2241 | 36.3943 | 36.5641 | 36.7333 | 36.9021 | 37.0703 | 37.2381 | 37.4053 | 37.5719 | 37.738 | 37.9035 | 38.0684 | 38.2327 | 38.3963 | 38.5593 | 38.7217 | 38.8833 | 39.0443 | 39.2046 | 39.3641 | 39.5229 | 39.6809 | 39.8385 | 39.995 | 40.1507 | 40.3055 | 40.4594 | 40.6125 | 40.7647 | 40.9159 | 41.0662 | 41.2156 | 41.3639 | 41.5112 | 41.6575 | 41.8026 | 41.9467 | 42.0897
[26 empty] | R404A | 22 | 462 | 31.7099 | 31.8871 | 32.0641 | 32.2409 | 32.4175 | 32.5939 | 32.7701 | 32.946 | 33.1216 | 33.297 | 33.4721 | 33.6469 | 33.8214 | 33.9956 | 34.1695 | 34.343 | 34.5161 | 34.6889 | 34.8613 | 35.0333 | 35.2049 | 35.3761 | 35.5468 | 35.7171 | 35.887 | 36.0564 | 36.2253 | 36.3937 | 36.5616 | 36.729 | 36.8958 | 37.0621 | 37.2278 | 37.3929 | 37.5575 | 37.7214 | 37.8847 | 38.0473 | 38.2093 | 38.3707 | 38.5313 | 38.6912 | 38.8504 | 39.0088 | 39.1665 | 39.3238 | 39.4799 | 39.6353 | 39.7897 | 39.9434 | 40.0961 | 40.248 | 40.3989 | 40.5489 | 40.6979 | 40.8459 | 40.9929 | 41.1388 | 41.2837 | 41.4274 | 41.5701
[26 empty] | R404A | 23 | 463 | 31.2107 | 31.3875 | 31.5641 | 31.7406 | 31.9168 | 32.0928 | 32.2686 | 32.4441 | 32.6193 | 32.7943 | 32.969 | 33.1435 | 33.3176 | 33.4914 | 33.6649 | 33.838 | 34.0108 | 34.1832 | 34.3552 | 34.5268 | 34.698 | 34.8689 | 35.0392 | 35.2092 | 35.3787 | 35.5477 | 35.7162 | 35.8842 | 36.0518 | 36.2188 | 36.3852 | 36.5512 | 36.7165 | 36.8813 | 37.0455 | 37.209 | 37.372 | 37.5343 | 37.6959 | 37.8569 | 38.0172 | 38.1767 | 38.3356 | 38.4937 | 38.651 | 38.8079 | 38.9637 | 39.1187 | 39.2729 | 39.4261 | 39.5786 | 39.7301 | 39.8807 | 40.0303 | 40.179 | 40.3267 | 40.4733 | 40.619 | 40.7635 | 40.907 | 41.0493
[26 empty] | R404A | 24 | 464 | 30.7105 | 30.887 | 31.0632 | 31.2392 | 31.4151 | 31.5907 | 31.7661 | 31.9412 | 32.1161 | 32.2907 | 32.465 | 32.639 | 32.8128 | 32.9862 | 33.1593 | 33.332 | 33.5044 | 33.6764 | 33.848 | 34.0193 | 34.1901 | 34.3606 | 34.5306 | 34.7001 | 34.8692 | 35.0379 | 35.206 | 35.3737 | 35.5409 | 35.7075 | 35.8736 | 36.0391 | 36.2041 | 36.3685 | 36.5323 | 36.6955 | 36.8581 | 37.0201 | 37.1813 | 37.342 | 37.5019 | 37.6611 | 37.8196 | 37.9773 | 38.1343 | 38.2909 | 38.4463 | 38.601 | 38.7548 | 38.9077 | 39.0598 | 39.211 | 39.3612 | 39.5106 | 39.6589 | 39.8063 | 39.9526 | 40.0979 | 40.2421 | 40.3853 | 40.5273
[26 empty] | R404A | 25 | 465 | 30.2094 | 30.3854 | 30.5613 | 30.7369 | 30.9124 | 31.0876 | 31.2625 | 31.4373 | 31.6118 | 31.786 | 31.9599 | 32.1335 | 32.3069 | 32.4799 | 32.6526 | 32.825 | 32.997 | 33.1686 | 33.3398 | 33.5107 | 33.6812 | 33.8512 | 34.0208 | 34.19 | 34.3587 | 34.527 | 34.6948 | 34.862 | 35.0288 | 35.1951 | 35.3608 | 35.526 | 35.6906 | 35.8546 | 36.0181 | 36.1809 | 36.3431 | 36.5047 | 36.6656 | 36.8258 | 36.9854 | 37.1443 | 37.3024 | 37.4598 | 37.6164 | 37.7726 | 37.9277 | 38.082 | 38.2355 | 38.3881 | 38.5398 | 38.6907 | 38.8406 | 38.9896 | 39.1376 | 39.2846 | 39.4306 | 39.5756 | 39.7195 | 39.8623 | 40.004
[26 empty] | R404A | 26 | 466 | 29.7073 | 29.8829 | 30.0583 | 30.2336 | 30.4086 | 30.5834 | 30.758 | 30.9323 | 31.1064 | 31.2802 | 31.4537 | 31.627 | 31.7999 | 31.9726 | 32.1449 | 32.3168 | 32.4884 | 32.6596 | 32.8305 | 33.001 | 33.171 | 33.3407 | 33.5099 | 33.6787 | 33.8471 | 34.0149 | 34.1823 | 34.3492 | 34.5156 | 34.6815 | 34.8468 | 35.0116 | 35.1759 | 35.3395 | 35.5026 | 35.6651 | 35.8269 | 35.9881 | 36.1486 | 36.3085 | 36.4677 | 36.6262 | 36.784 | 36.941 | 37.0973 | 37.2531 | 37.4079 | 37.5618 | 37.7149 | 37.8672 | 38.0186 | 38.1691 | 38.3186 | 38.4673 | 38.6149 | 38.7616 | 38.9073 | 39.0519 | 39.1955 | 39.338 | 39.4793
[26 empty] | R404A | 27 | 467 | 29.2041 | 29.3793 | 29.5543 | 29.7291 | 29.9038 | 30.0782 | 30.2523 | 30.4263 | 30.5999 | 30.7733 | 30.9465 | 31.1193 | 31.2919 | 31.4641 | 31.636 | 31.8075 | 31.9787 | 32.1496 | 32.32 | 32.4901 | 32.6598 | 32.829 | 32.9979 | 33.1663 | 33.3342 | 33.5017 | 33.6687 | 33.8352 | 34.0012 | 34.1667 | 34.3317 | 34.4961 | 34.6599 | 34.8232 | 34.9859 | 35.148 | 35.3094 | 35.4703 | 35.6304 | 35.7899 | 35.9488 | 36.1069 | 36.2643 | 36.4209 | 36.5768 | 36.7323 | 36.8867 | 37.0403 | 37.1931 | 37.345 | 37.496 | 37.6461 | 37.7953 | 37.9436 | 38.091 | 38.2373 | 38.3826 | 38.5269 | 38.6702 | 38.8123 | 38.9534
[26 empty] | R404A | 28 | 468 | 28.6998 | 28.8746 | 29.0492 | 29.2236 | 29.3978 | 29.5718 | 29.7456 | 29.9191 | 30.0923 | 30.2653 | 30.4381 | 30.6105 | 30.7826 | 30.9544 | 31.1259 | 31.2971 | 31.4679 | 31.6383 | 31.8084 | 31.978 | 32.1473 | 32.3162 | 32.4846 | 32.6526 | 32.8201 | 32.9872 | 33.1538 | 33.3199 | 33.4855 | 33.6506 | 33.8152 | 33.9792 | 34.1427 | 34.3056 | 34.4679 | 34.6296 | 34.7907 | 34.9511 | 35.1109 | 35.27 | 35.4285 | 35.5862 | 35.7433 | 35.8995 | 36.0551 | 36.2102 | 36.3642 | 36.5174 | 36.6698 | 36.8214 | 36.972 | 37.1218 | 37.2707 | 37.4186 | 37.5656 | 37.7116 | 37.8566 | 38.0006 | 38.1435 | 38.2853 | 38.426
[26 empty] | R404A | 29 | 469 | 28.1944 | 28.3687 | 28.5429 | 28.7169 | 28.8907 | 29.0643 | 29.2376 | 29.4107 | 29.5836 | 29.7561 | 29.9284 | 30.1004 | 30.2722 | 30.4436 | 30.6147 | 30.7854 | 30.9558 | 31.1258 | 31.2954 | 31.4647 | 31.6336 | 31.802 | 31.97 | 32.1376 | 32.3048 | 32.4715 | 32.6377 | 32.8034 | 32.9686 | 33.1333 | 33.2975 | 33.4611 | 33.6242 | 33.7867 | 33.9486 | 34.1099 | 34.2706 | 34.4306 | 34.59 | 34.7488 | 34.9068 | 35.0642 | 35.2209 | 35.3768 | 35.5319 | 35.6867 | 35.8403 | 35.9932 | 36.1452 | 36.2964 | 36.4467 | 36.5961 | 36.7446 | 36.8922 | 37.0388 | 37.1845 | 37.3291 | 37.4727 | 37.6153 | 37.7567 | 37.8971
[26 empty] | R404A | 30 | 470 | 27.6878 | 27.8617 | 28.0355 | 28.2091 | 28.3824 | 28.5556 | 28.7285 | 28.9012 | 29.0736 | 29.2457 | 29.4176 | 29.5892 | 29.7605 | 29.9315 | 30.1021 | 30.2724 | 30.4424 | 30.612 | 30.7812 | 30.9501 | 31.1185 | 31.2866 | 31.4542 | 31.6214 | 31.7881 | 31.9544 | 32.1202 | 32.2855 | 32.4503 | 32.6146 | 32.7784 | 32.9416 | 33.1043 | 33.2664 | 33.4279 | 33.5888 | 33.7491 | 33.9087 | 34.0678 | 34.2261 | 34.3838 | 34.5408 | 34.697 | 34.8526 | 35.0073 | 35.1617 | 35.315 | 35.4675 | 35.6191 | 35.7699 | 35.9199 | 36.0689 | 36.2171 | 36.3643 | 36.5105 | 36.6558 | 36.8001 | 36.9434 | 37.0856 | 37.2267 | 37.3667
[26 empty] | R404A | 31 | 471 | 27.18 | 27.3535 | 27.5268 | 27.6999 | 27.8729 | 28.0456 | 28.2181 | 28.3903 | 28.5623 | 28.734 | 28.9055 | 29.0766 | 29.2475 | 29.4181 | 29.5883 | 29.7582 | 29.9277 | 30.0969 | 30.2657 | 30.4341 | 30.6022 | 30.7698 | 30.937 | 31.1037 | 31.2701 | 31.4359 | 31.6013 | 31.7662 | 31.9306 | 32.0945 | 32.2578 | 32.4207 | 32.5829 | 32.7446 | 32.9057 | 33.0662 | 33.2261 | 33.3854 | 33.544 | 33.702 | 33.8593 | 34.0158 | 34.1717 | 34.3269 | 34.4813 | 34.6353 | 34.7881 | 34.9402 | 35.0915 | 35.2419 | 35.3915 | 35.5402 | 35.688 | 35.8348 | 35.9807 | 36.1256 | 36.2696 | 36.4125 | 36.5543 | 36.6951 | 36.8347
[26 empty] | R404A | 32 | 472 | 26.6709 | 26.844 | 27.0169 | 27.1896 | 27.362 | 27.5343 | 27.7064 | 27.8782 | 28.0497 | 28.221 | 28.392 | 28.5627 | 28.7332 | 28.9033 | 29.0731 | 29.2426 | 29.4117 | 29.5804 | 29.7488 | 29.9168 | 30.0844 | 30.2516 | 30.4184 | 30.5847 | 30.7506 | 30.916 | 31.081 | 31.2455 | 31.4094 | 31.5729 | 31.7359 | 31.8983 | 32.0601 | 32.2214 | 32.3821 | 32.5422 | 32.7017 | 32.8605 | 33.0188 | 33.1763 | 33.3332 | 33.4894 | 33.6449 | 33.7996 | 33.9536 | 34.1072 | 34.2597 | 34.4114 | 34.5623 | 34.7124 | 34.8615 | 35.0098 | 35.1572 | 35.3037 | 35.4493 | 35.5938 | 35.7374 | 35.8799 | 36.0214 | 36.1618 | 36.3011
[26 empty] | R404A | 33 | 473 | 26.1605 | 26.3331 | 26.5056 | 26.6778 | 26.8499 | 27.0217 | 27.1933 | 27.3646 | 27.5357 | 27.7066 | 27.8772 | 28.0474 | 28.2175 | 28.3871 | 28.5565 | 28.7255 | 28.8942 | 29.0625 | 29.2304 | 29.398 | 29.5652 | 29.7319 | 29.8983 | 30.0642 | 30.2296 | 30.3946 | 30.5592 | 30.7232 | 30.8868 | 31.0498 | 31.2123 | 31.3743 | 31.5358 | 31.6966 | 31.8569 | 32.0166 | 32.1757 | 32.3341 | 32.4919 | 32.6491 | 32.8055 | 32.9613 | 33.1164 | 33.2708 | 33.4244 | 33.5776 | 33.7297 | 33.881 | 34.0315 | 34.1811 | 34.3299 | 34.4778 | 34.6249 | 34.771 | 34.9161 | 35.0603 | 35.2035 | 35.3457 | 35.4868 | 35.6268 | 35.7658
[26 empty] | R404A | 34 | 474 | 25.6487 | 25.8209 | 25.9929 | 26.1647 | 26.3363 | 26.5076 | 26.6788 | 26.8497 | 27.0203 | 27.1907 | 27.3608 | 27.5307 | 27.7002 | 27.8695 | 28.0384 | 28.207 | 28.3752 | 28.543 | 28.7105 | 28.8777 | 29.0444 | 29.2107 | 29.3766 | 29.5421 | 29.7071 | 29.8717 | 30.0358 | 30.1994 | 30.3625 | 30.5251 | 30.6872 | 30.8488 | 31.0098 | 31.1702 | 31.3301 | 31.4893 | 31.648 | 31.806 | 31.9634 | 32.1202 | 32.2762 | 32.4316 | 32.5863 | 32.7402 | 32.8934 | 33.0462 | 33.1979 | 33.3488 | 33.4989 | 33.6482 | 33.7966 | 33.9441 | 34.0907 | 34.2365 | 34.3812 | 34.525 | 34.6678 | 34.8096 | 34.9504 | 35.0901 | 35.2286
[26 empty] | R404A | 35 | 475 | 25.1355 | 25.3072 | 25.4787 | 25.6501 | 25.8212 | 25.9921 | 26.1628 | 26.3332 | 26.5034 | 26.6734 | 26.843 | 27.0124 | 27.1815 | 27.3503 | 27.5187 | 27.6868 | 27.8546 | 28.022 | 28.1891 | 28.3558 | 28.522 | 28.6879 | 28.8534 | 29.0184 | 29.183 | 29.3471 | 29.5107 | 29.6739 | 29.8366 | 29.9988 | 30.1604 | 30.3216 | 30.4821 | 30.6421 | 30.8016 | 30.9604 | 31.1186 | 31.2762 | 31.4332 | 31.5895 | 31.7452 | 31.9001 | 32.0544 | 32.2079 | 32.3607 | 32.5131 | 32.6644 | 32.8149 | 32.9646 | 33.1134 | 33.2614 | 33.4086 | 33.5548 | 33.7001 | 33.8445 | 33.9879 | 34.1303 | 34.2717 | 34.4121 | 34.5514 | 34.6896
[26 empty] | R404A | 36 | 476 | 24.6208 | 24.792 | 24.9631 | 25.1339 | 25.3046 | 25.475 | 25.6452 | 25.8152 | 25.985 | 26.1544 | 26.3236 | 26.4925 | 26.6612 | 26.8295 | 26.9975 | 27.1651 | 27.3324 | 27.4994 | 27.666 | 27.8322 | 27.998 | 28.1634 | 28.3284 | 28.493 | 28.6571 | 28.8208 | 28.984 | 29.1467 | 29.309 | 29.4707 | 29.6319 | 29.7926 | 29.9527 | 30.1123 | 30.2713 | 30.4297 | 30.5875 | 30.7446 | 30.9012 | 31.0571 | 31.2123 | 31.3668 | 31.5206 | 31.6737 | 31.8261 | 31.9781 | 32.1289 | 32.279 | 32.4283 | 32.5768 | 32.7244 | 32.8711 | 33.0169 | 33.1619 | 33.3058 | 33.4489 | 33.5909 | 33.7319 | 33.8719 | 34.0108 | 34.1486
[26 empty] | R404A | 37 | 477 | 24.1045 | 24.2752 | 24.4458 | 24.6162 | 24.7864 | 24.9563 | 25.1261 | 25.2956 | 25.4648 | 25.6338 | 25.8025 | 25.971 | 26.1391 | 26.307 | 26.4745 | 26.6417 | 26.8085 | 26.975 | 27.1411 | 27.3069 | 27.4722 | 27.6372 | 27.8017 | 27.9658 | 28.1295 | 28.2927 | 28.4555 | 28.6177 | 28.7795 | 28.9408 | 29.1015 | 29.2618 | 29.4215 | 29.5806 | 29.7391 | 29.8971 | 30.0544 | 30.2112 | 30.3673 | 30.5227 | 30.6775 | 30.8316 | 30.985 | 31.1376 | 31.2896 | 31.4411 | 31.5916 | 31.7413 | 31.8901 | 32.0381 | 32.1853 | 32.3316 | 32.4771 | 32.6216 | 32.7652 | 32.9078 | 33.0494 | 33.1901 | 33.3296 | 33.4682 | 33.6056
[26 empty] | R404A | 38 | 478 | 23.5865 | 23.7568 | 23.9269 | 24.0968 | 24.2664 | 24.4359 | 24.6052 | 24.7742 | 24.943 | 25.1115 | 25.2797 | 25.4476 | 25.6153 | 25.7827 | 25.9497 | 26.1164 | 26.2828 | 26.4488 | 26.6145 | 26.7797 | 26.9446 | 27.1091 | 27.2732 | 27.4368 | 27.6 | 27.7627 | 27.925 | 28.0868 | 28.2482 | 28.409 | 28.5693 | 28.729 | 28.8883 | 29.0469 | 29.205 | 29.3625 | 29.5194 | 29.6757 | 29.8313 | 29.9863 | 30.1407 | 30.2943 | 30.4473 | 30.5995 | 30.751 | 30.9021 | 31.0522 | 31.2014 | 31.3498 | 31.4974 | 31.6442 | 31.7901 | 31.9351 | 32.0792 | 32.2224 | 32.3646 | 32.5058 | 32.646 | 32.7852 | 32.9234 | 33.0604
[26 empty] | R404A | 39 | 479 | 23.0668 | 23.2366 | 23.4062 | 23.5756 | 23.7448 | 23.9137 | 24.0825 | 24.251 | 24.4193 | 24.5873 | 24.755 | 24.9225 | 25.0897 | 25.2566 | 25.4231 | 25.5893 | 25.7552 | 25.9207 | 26.0859 | 26.2507 | 26.4151 | 26.5791 | 26.7426 | 26.9058 | 27.0685 | 27.2308 | 27.3926 | 27.5539 | 27.7148 | 27.8751 | 28.035 | 28.1943 | 28.353 | 28.5112 | 28.6688 | 28.8259 | 28.9823 | 29.1382 | 29.2933 | 29.4479 | 29.6018 | 29.755 | 29.9075 | 30.0593 | 30.2103 | 30.361 | 30.5106 | 30.6594 | 30.8074 | 30.9546 | 31.1009 | 31.2464 | 31.391 | 31.5346 | 31.6774 | 31.8192 | 31.96 | 32.0998 | 32.2386 | 32.3763 | 32.513
[26 empty] | R404A | 40 | 480 | 22.5453 | 22.7145 | 22.8836 | 23.0525 | 23.2212 | 23.3896 | 23.5579 | 23.7259 | 23.8937 | 24.0612 | 24.2284 | 24.3954 | 24.5621 | 24.7284 | 24.8945 | 25.0602 | 25.2256 | 25.3906 | 25.5553 | 25.7196 | 25.8835 | 26.047 | 26.2101 | 26.3728 | 26.535 | 26.6968 | 26.8581 | 27.0189 | 27.1793 | 27.3392 | 27.4985 | 27.6573 | 27.8156 | 27.9734 | 28.1305 | 28.2871 | 28.4431 | 28.5984 | 28.7531 | 28.9072 | 29.0606 | 29.2134 | 29.3654 | 29.5168 | 29.6674 | 29.8176 | 29.9667 | 30.1151 | 30.2626 | 30.4094 | 30.5553 | 30.7003 | 30.8445 | 30.9877 | 31.13 | 31.2714 | 31.4118 | 31.5512 | 31.6896 | 31.8269 | 31.9631
[26 empty] | R404A | 41 | 481 | 22.0218 | 22.1905 | 22.3591 | 22.5274 | 22.6956 | 22.8636 | 23.0313 | 23.1988 | 23.3661 | 23.5331 | 23.6998 | 23.8662 | 24.0324 | 24.1983 | 24.3638 | 24.529 | 24.6939 | 24.8584 | 25.0226 | 25.1864 | 25.3498 | 25.5128 | 25.6754 | 25.8375 | 25.9993 | 26.1606 | 26.3214 | 26.4817 | 26.6416 | 26.801 | 26.9598 | 27.1182 | 27.276 | 27.4332 | 27.5899 | 27.746 | 27.9015 | 28.0564 | 28.2106 | 28.3642 | 28.5172 | 28.6694 | 28.821 | 28.9719 | 29.122 | 29.2718 | 29.4205 | 29.5684 | 29.7155 | 29.8618 | 30.0072 | 30.1518 | 30.2955 | 30.4383 | 30.5802 | 30.7211 | 30.8611 | 31.0001 | 31.138 | 31.2749 | 31.4107
[26 empty] | R404A | 42 | 482 | 21.4962 | 21.6644 | 21.8325 | 22.0003 | 22.168 | 22.3354 | 22.5026 | 22.6696 | 22.8363 | 23.0028 | 23.169 | 23.3349 | 23.5006 | 23.6659 | 23.8309 | 23.9956 | 24.1599 | 24.324 | 24.4876 | 24.6509 | 24.8138 | 24.9762 | 25.1383 | 25.3 | 25.4612 | 25.622 | 25.7823 | 25.9422 | 26.1016 | 26.2604 | 26.4188 | 26.5766 | 26.7339 | 26.8907 | 27.0468 | 27.2025 | 27.3575 | 27.5119 | 27.6656 | 27.8187 | 27.9712 | 28.123 | 28.2741 | 28.4245 | 28.5742 | 28.7235 | 28.8717 | 29.0191 | 29.1658 | 29.3116 | 29.4566 | 29.6007 | 29.744 | 29.8863 | 30.0278 | 30.1683 | 30.3078 | 30.4463 | 30.5838 | 30.7203 | 30.8557
[26 empty] | R404A | 43 | 483 | 20.9685 | 21.1362 | 21.3037 | 21.471 | 21.6381 | 21.805 | 21.9716 | 22.1381 | 22.3043 | 22.4702 | 22.6359 | 22.8012 | 22.9664 | 23.1312 | 23.2957 | 23.4598 | 23.6237 | 23.7871 | 23.9502 | 24.113 | 24.2754 | 24.4373 | 24.5989 | 24.76 | 24.9207 | 25.081 | 25.2408 | 25.4001 | 25.559 | 25.7174 | 25.8752 | 26.0325 | 26.1893 | 26.3456 | 26.5012 | 26.6563 | 26.8109 | 26.9648 | 27.118 | 27.2707 | 27.4226 | 27.5739 | 27.7246 | 27.8745 | 28.0237 | 28.1725 | 28.3202 | 28.4672 | 28.6133 | 28.7587 | 28.9032 | 29.0469 | 29.1897 | 29.3316 | 29.4726 | 29.6126 | 29.7517 | 29.8898 | 30.0268 | 30.1628 | 30.2978
[26 empty] | R404A | 44 | 484 | 20.4385 | 20.6056 | 20.7725 | 20.9393 | 21.1058 | 21.2722 | 21.4383 | 21.6042 | 21.7698 | 21.9352 | 22.1003 | 22.2652 | 22.4297 | 22.594 | 22.7579 | 22.9216 | 23.0848 | 23.2478 | 23.4104 | 23.5726 | 23.7344 | 23.8958 | 24.0569 | 24.2175 | 24.3776 | 24.5374 | 24.6967 | 24.8555 | 25.0138 | 25.1716 | 25.329 | 25.4858 | 25.642 | 25.7978 | 25.9529 | 26.1075 | 26.2615 | 26.4149 | 26.5677 | 26.7198 | 26.8713 | 27.0221 | 27.1722 | 27.3216 | 27.4703 | 27.6186 | 27.7659 | 27.9123 | 28.058 | 28.2029 | 28.347 | 28.4901 | 28.6325 | 28.7739 | 28.9144 | 29.054 | 29.1926 | 29.3302 | 29.4668 | 29.6024 | 29.7369
[26 empty] | R404A | 45 | 485 | 19.906 | 20.0726 | 20.2389 | 20.4051 | 20.5711 | 20.7369 | 20.9024 | 21.0677 | 21.2328 | 21.3976 | 21.5622 | 21.7265 | 21.8905 | 22.0542 | 22.2176 | 22.3806 | 22.5434 | 22.7058 | 22.8678 | 23.0294 | 23.1907 | 23.3516 | 23.5121 | 23.6721 | 23.8318 | 23.991 | 24.1497 | 24.308 | 24.4658 | 24.6231 | 24.7799 | 24.9361 | 25.0919 | 25.2471 | 25.4017 | 25.5558 | 25.7093 | 25.8621 | 26.0144 | 26.166 | 26.3169 | 26.4672 | 26.6168 | 26.7658 | 26.9139 | 27.0618 | 27.2085 | 27.3545 | 27.4997 | 27.6441 | 27.7876 | 27.9303 | 28.0722 | 28.2131 | 28.3531 | 28.4923 | 28.6304 | 28.7676 | 28.9037 | 29.0388 | 29.1729
[26 empty] | R404A | 46 | 486 | 19.3709 | 19.5369 | 19.7027 | 19.8683 | 20.0337 | 20.1989 | 20.3638 | 20.5286 | 20.6931 | 20.8573 | 21.0213 | 21.185 | 21.3485 | 21.5116 | 21.6744 | 21.8369 | 21.9991 | 22.1609 | 22.3223 | 22.4834 | 22.6441 | 22.8045 | 22.9644 | 23.1239 | 23.283 | 23.4416 | 23.5998 | 23.7575 | 23.9147 | 24.0715 | 24.2277 | 24.3835 | 24.5387 | 24.6933 | 24.8474 | 25.0009 | 25.1539 | 25.3062 | 25.4579 | 25.609 | 25.7594 | 25.9092 | 26.0583 | 26.2067 | 26.3544 | 26.5017 | 26.6479 | 26.7934 | 26.938 | 27.0819 | 27.225 | 27.3672 | 27.5085 | 27.649 | 27.7885 | 27.9272 | 28.0648 | 28.2015 | 28.3372 | 28.4718 | 28.6054
[26 empty] | R404A | 47 | 487 | 18.833 | 18.9984 | 19.1636 | 19.3286 | 19.4934 | 19.658 | 19.8224 | 19.9865 | 20.1504 | 20.3141 | 20.4775 | 20.6406 | 20.8034 | 20.966 | 21.1282 | 21.2901 | 21.4517 | 21.6129 | 21.7738 | 21.9343 | 22.0945 | 22.2542 | 22.4136 | 22.5725 | 22.731 | 22.8891 | 23.0467 | 23.2038 | 23.3605 | 23.5167 | 23.6724 | 23.8275 | 23.9822 | 24.1363 | 24.2898 | 24.4428 | 24.5952 | 24.747 | 24.8981 | 25.0487 | 25.1986 | 25.3478 | 25.4964 | 25.6442 | 25.7914 | 25.9381 | 26.0838 | 26.2288 | 26.3729 | 26.5163 | 26.6588 | 26.8005 | 26.9414 | 27.0813 | 27.2204 | 27.3585 | 27.4957 | 27.6319 | 27.767 | 27.9012 | 28.0343
[26 empty] | R404A | 48 | 488 | 18.2921 | 18.4568 | 18.6214 | 18.7858 | 18.95 | 19.114 | 19.2778 | 19.4413 | 19.6046 | 19.7677 | 19.9305 | 20.093 | 20.2552 | 20.4172 | 20.5788 | 20.7401 | 20.9011 | 21.0617 | 21.222 | 21.3819 | 21.5415 | 21.7006 | 21.8594 | 22.0177 | 22.1756 | 22.3331 | 22.4901 | 22.6467 | 22.8028 | 22.9584 | 23.1135 | 23.2681 | 23.4222 | 23.5757 | 23.7287 | 23.8811 | 24.0329 | 24.1842 | 24.3348 | 24.4847 | 24.6341 | 24.7828 | 24.9308 | 25.0781 | 25.2247 | 25.3709 | 25.5161 | 25.6605 | 25.8041 | 25.9469 | 26.0889 | 26.2301 | 26.3704 | 26.5099 | 26.6484 | 26.786 | 26.9227 | 27.0583 | 27.193 | 27.3267 | 27.4593
[26 empty] | R404A | 49 | 489 | 17.7479 | 17.9121 | 18.076 | 18.2398 | 18.4033 | 18.5667 | 18.7299 | 18.8928 | 19.0555 | 19.2179 | 19.38 | 19.5419 | 19.7036 | 19.8649 | 20.0259 | 20.1866 | 20.347 | 20.507 | 20.6667 | 20.826 | 20.9849 | 21.1435 | 21.3016 | 21.4593 | 21.6166 | 21.7735 | 21.93 | 22.0859 | 22.2414 | 22.3964 | 22.551 | 22.705 | 22.8584 | 23.0114 | 23.1638 | 23.3156 | 23.4668 | 23.6175 | 23.7675 | 23.9169 | 24.0657 | 24.2138 | 24.3613 | 24.508 | 24.654 | 24.7997 | 24.9443 | 25.0882 | 25.2312 | 25.3735 | 25.515 | 25.6556 | 25.7954 | 25.9343 | 26.0723 | 26.2094 | 26.3455 | 26.4807 | 26.6149 | 26.748 | 26.8801
[26 empty] | R404A | 50 | 490 | 17.2003 | 17.3638 | 17.5271 | 17.6902 | 17.8531 | 18.0159 | 18.1784 | 18.3406 | 18.5027 | 18.6645 | 18.826 | 18.9872 | 19.1482 | 19.3089 | 19.4693 | 19.6294 | 19.7891 | 19.9485 | 20.1075 | 20.2662 | 20.4245 | 20.5824 | 20.7399 | 20.8971 | 21.0538 | 21.21 | 21.3658 | 21.5212 | 21.6761 | 21.8305 | 21.9844 | 22.1378 | 22.2906 | 22.443 | 22.5948 | 22.746 | 22.8966 | 23.0467 | 23.1961 | 23.345 | 23.4931 | 23.6407 | 23.7875 | 23.9337 | 24.0791 | 24.2242 | 24.3683 | 24.5116 | 24.6541 | 24.7958 | 24.9367 | 25.0768 | 25.216 | 25.3544 | 25.4918 | 25.6284 | 25.764 | 25.8986 | 26.0322 | 26.1649 | 26.2964
[26 empty] | R404A | 51 | 491 | 16.6489 | 16.8117 | 16.9744 | 17.1368 | 17.2991 | 17.4611 | 17.623 | 17.7846 | 17.946 | 18.1071 | 18.268 | 18.4286 | 18.5889 | 18.7489 | 18.9086 | 19.0681 | 19.2271 | 19.3859 | 19.5443 | 19.7023 | 19.86 | 20.0172 | 20.1741 | 20.3306 | 20.4866 | 20.6423 | 20.7974 | 20.9522 | 21.1064 | 21.2602 | 21.4135 | 21.5662 | 21.7185 | 21.8702 | 22.0214 | 22.172 | 22.322 | 22.4714 | 22.6203 | 22.7685 | 22.9161 | 23.063 | 23.2092 | 23.3548 | 23.4997 | 23.6442 | 23.7876 | 23.9303 | 24.0722 | 24.2134 | 24.3537 | 24.4932 | 24.6319 | 24.7697 | 24.9066 | 25.0426 | 25.1776 | 25.3117 | 25.4448 | 25.5769 | 25.7079
[26 empty] | R404A | 52 | 492 | 16.0935 | 16.2556 | 16.4175 | 16.5793 | 16.7409 | 16.9023 | 17.0634 | 17.2243 | 17.385 | 17.5455 | 17.7057 | 17.8656 | 18.0252 | 18.1846 | 18.3436 | 18.5024 | 18.6608 | 18.8188 | 18.9766 | 19.1339 | 19.2909 | 19.4475 | 19.6037 | 19.7595 | 19.9149 | 20.0699 | 20.2244 | 20.3785 | 20.5321 | 20.6852 | 20.8378 | 20.99 | 21.1416 | 21.2926 | 21.4432 | 21.5931 | 21.7425 | 21.8913 | 22.0395 | 22.1871 | 22.3341 | 22.4804 | 22.626 | 22.771 | 22.9152 | 23.0591 | 23.2019 | 23.344 | 23.4854 | 23.6259 | 23.7657 | 23.9046 | 24.0427 | 24.1799 | 24.3162 | 24.4516 | 24.5861 | 24.7196 | 24.8521 | 24.9836 | 25.1141
[26 empty] | R404A | 53 | 493 | 15.5336 | 15.695 | 15.8563 | 16.0173 | 16.1782 | 16.3388 | 16.4993 | 16.6595 | 16.8195 | 16.9792 | 17.1387 | 17.2979 | 17.4569 | 17.6155 | 17.7739 | 17.9319 | 18.0896 | 18.247 | 18.404 | 18.5607 | 18.717 | 18.8729 | 19.0284 | 19.1836 | 19.3383 | 19.4926 | 19.6464 | 19.7998 | 19.9527 | 20.1052 | 20.2571 | 20.4086 | 20.5595 | 20.7099 | 20.8598 | 21.0091 | 21.1578 | 21.306 | 21.4535 | 21.6005 | 21.7468 | 21.8924 | 22.0374 | 22.1818 | 22.3254 | 22.4686 | 22.6108 | 22.7523 | 22.893 | 23.033 | 23.1721 | 23.3104 | 23.4479 | 23.5845 | 23.7202 | 23.855 | 23.9889 | 24.1218 | 24.2537 | 24.3847 | 24.5146
[26 empty] | R404A | 54 | 494 | 14.9689 | 15.1296 | 15.2901 | 15.4504 | 15.6106 | 15.7705 | 15.9302 | 16.0897 | 16.2489 | 16.4079 | 16.5667 | 16.7252 | 16.8834 | 17.0413 | 17.199 | 17.3563 | 17.5133 | 17.6699 | 17.8262 | 17.9822 | 18.1378 | 18.293 | 18.4478 | 18.6022 | 18.7562 | 18.9098 | 19.0629 | 19.2156 | 19.3678 | 19.5196 | 19.6709 | 19.8216 | 19.9719 | 20.1216 | 20.2708 | 20.4194 | 20.5675 | 20.7149 | 20.8618 | 21.0081 | 21.1537 | 21.2987 | 21.443 | 21.5867 | 21.7296 | 21.8722 | 22.0138 | 22.1546 | 22.2947 | 22.434 | 22.5725 | 22.7102 | 22.847 | 22.983 | 23.1181 | 23.2523 | 23.3855 | 23.5179 | 23.6492 | 23.7796 | 23.9089
[26 empty] | R404A | 55 | 495 | 14.399 | 14.5589 | 14.7187 | 14.8782 | 15.0376 | 15.1967 | 15.3557 | 15.5144 | 15.6729 | 15.8312 | 15.9892 | 16.1469 | 16.3044 | 16.4615 | 16.6184 | 16.775 | 16.9312 | 17.0871 | 17.2427 | 17.3979 | 17.5527 | 17.7072 | 17.8613 | 18.015 | 18.1682 | 18.3211 | 18.4735 | 18.6255 | 18.777 | 18.928 | 19.0785 | 19.2286 | 19.3781 | 19.5271 | 19.6756 | 19.8235 | 19.9708 | 20.1176 | 20.2638 | 20.4094 | 20.5543 | 20.6986 | 20.8423 | 20.9852 | 21.1275 | 21.2694 | 21.4103 | 21.5505 | 21.6899 | 21.8285 | 21.9663 | 22.1033 | 22.2395 | 22.3749 | 22.5093 | 22.6429 | 22.7755 | 22.9072 | 23.0379 | 23.1676 | 23.2963
[26 empty] | R404A | 56 | 496 | 13.8233 | 13.9825 | 14.1414 | 14.3002 | 14.4587 | 14.6171 | 14.7753 | 14.9332 | 15.0909 | 15.2484 | 15.4056 | 15.5625 | 15.7192 | 15.8756 | 16.0317 | 16.1875 | 16.3429 | 16.4981 | 16.6529 | 16.8073 | 16.9614 | 17.1151 | 17.2684 | 17.4213 | 17.5738 | 17.7259 | 17.8775 | 18.0287 | 18.1795 | 18.3297 | 18.4795 | 18.6288 | 18.7776 | 18.9259 | 19.0736 | 19.2208 | 19.3674 | 19.5135 | 19.6589 | 19.8038 | 19.948 | 20.0916 | 20.2345 | 20.3767 | 20.5183 | 20.6595 | 20.7997 | 20.9392 | 21.0779 | 21.2158 | 21.353 | 21.4893 | 21.6248 | 21.7595 | 21.8932 | 22.0261 | 22.1581 | 22.2891 | 22.4192 | 22.5483 | 22.6764
[26 empty] | R404A | 57 | 497 | 13.2414 | 13.3996 | 13.5577 | 13.7157 | 13.8734 | 14.031 | 14.1883 | 14.3454 | 14.5023 | 14.6589 | 14.8153 | 14.9714 | 15.1273 | 15.2829 | 15.4382 | 15.5931 | 15.7478 | 15.9021 | 16.0561 | 16.2097 | 16.363 | 16.5159 | 16.6684 | 16.8205 | 16.9722 | 17.1235 | 17.2744 | 17.4248 | 17.5747 | 17.7242 | 17.8732 | 18.0218 | 18.1698 | 18.3173 | 18.4642 | 18.6106 | 18.7565 | 18.9018 | 19.0465 | 19.1905 | 19.334 | 19.4768 | 19.619 | 19.7605 | 19.9014 | 20.0418 | 20.1813 | 20.32 | 20.458 | 20.5952 | 20.7317 | 20.8673 | 21.0021 | 21.136 | 21.2691 | 21.4013 | 21.5326 | 21.663 | 21.7924 | 21.9208 | 22.0482
[26 empty] | R404A | 58 | 498 | 12.6524 | 12.8098 | 12.9671 | 13.1241 | 13.281 | 13.4377 | 13.5941 | 13.7504 | 13.9064 | 14.0622 | 14.2177 | 14.373 | 14.528 | 14.6827 | 14.8372 | 14.9913 | 15.1451 | 15.2986 | 15.4517 | 15.6045 | 15.7569 | 15.909 | 16.0606 | 16.2119 | 16.3628 | 16.5133 | 16.6633 | 16.8129 | 16.962 | 17.1107 | 17.2589 | 17.4066 | 17.5538 | 17.7005 | 17.8466 | 17.9922 | 18.1373 | 18.2818 | 18.4257 | 18.569 | 18.7116 | 18.8537 | 18.9951 | 19.1358 | 19.2759 | 19.4156 | 19.5543 | 19.6922 | 19.8295 | 19.9659 | 20.1016 | 20.2365 | 20.3706 | 20.5038 | 20.6361 | 20.7676 | 20.8982 | 21.0278 | 21.1565 | 21.2842 | 21.4109
[26 empty] | R404A | 59 | 499 | 12.0558 | 12.2122 | 12.3686 | 12.5247 | 12.6807 | 12.8365 | 12.992 | 13.1474 | 13.3025 | 13.4574 | 13.612 | 13.7664 | 13.9205 | 14.0743 | 14.2279 | 14.3811 | 14.534 | 14.6866 | 14.8388 | 14.9907 | 15.1423 | 15.2935 | 15.4443 | 15.5947 | 15.7447 | 15.8943 | 16.0434 | 16.1921 | 16.3404 | 16.4882 | 16.6356 | 16.7824 | 16.9288 | 17.0746 | 17.2199 | 17.3647 | 17.5089 | 17.6525 | 17.7956 | 17.9381 | 18.0799 | 18.2211 | 18.3617 | 18.5017 | 18.6409 | 18.7798 | 18.9177 | 19.0549 | 19.1913 | 19.327 | 19.4619 | 19.596 | 19.7292 | 19.8617 | 19.9933 | 20.124 | 20.2538 | 20.3827 | 20.5106 | 20.6376 | 20.7635
[26 empty] | R404A | 60 | 500 | 11.4506 | 11.6061 | 11.7615 | 11.9167 | 12.0717 | 12.2265 | 12.3811 | 12.5355 | 12.6897 | 12.8436 | 12.9973 | 13.1507 | 13.3039 | 13.4568 | 13.6094 | 13.7616 | 13.9136 | 14.0653 | 14.2166 | 14.3676 | 14.5182 | 14.6684 | 14.8183 | 14.9678 | 15.1169 | 15.2655 | 15.4138 | 15.5616 | 15.709 | 15.8559 | 16.0023 | 16.1482 | 16.2937 | 16.4386 | 16.5831 | 16.7269 | 16.8703 | 17.013 | 17.1552 | 17.2968 | 17.4378 | 17.5782 | 17.7179 | 17.8569 | 17.9953 | 18.1334 | 18.2704 | 18.4068 | 18.5424 | 18.6772 | 18.8113 | 18.9445 | 19.077 | 19.2086 | 19.3394 | 19.4693 | 19.5984 | 19.7264 | 19.8536 | 19.9798 | 20.105
[26 empty] | R404A | 61 | 501 | 10.8358 | 10.9904 | 11.1447 | 11.2989 | 11.4529 | 11.6067 | 11.7603 | 11.9137 | 12.0669 | 12.2198 | 12.3725 | 12.5249 | 12.6771 | 12.829 | 12.9806 | 13.1319 | 13.2828 | 13.4335 | 13.5838 | 13.7338 | 13.8835 | 14.0327 | 14.1816 | 14.3301 | 14.4783 | 14.626 | 14.7732 | 14.9201 | 15.0665 | 15.2124 | 15.3579 | 15.5029 | 15.6474 | 15.7914 | 15.9349 | 16.0778 | 16.2202 | 16.362 | 16.5033 | 16.644 | 16.784 | 16.9235 | 17.0623 | 17.2005 | 17.338 | 17.4751 | 17.6112 | 17.7467 | 17.8814 | 18.0154 | 18.1486 | 18.281 | 18.4126 | 18.5433 | 18.6733 | 18.8023 | 18.9305 | 19.0578 | 19.1841 | 19.3095 | 19.4338
[26 empty] | R404A | 62 | 502 | 10.2105 | 10.364 | 10.5172 | 10.6704 | 10.8233 | 10.976 | 11.1286 | 11.2809 | 11.433 | 11.5848 | 11.7364 | 11.8878 | 12.0389 | 12.1897 | 12.3403 | 12.4905 | 12.6404 | 12.7901 | 12.9393 | 13.0883 | 13.2369 | 13.3851 | 13.533 | 13.6804 | 13.8275 | 13.9742 | 14.1204 | 14.2663 | 14.4116 | 14.5566 | 14.701 | 14.845 | 14.9885 | 15.1315 | 15.274 | 15.4159 | 15.5573 | 15.6982 | 15.8384 | 15.9781 | 16.1172 | 16.2557 | 16.3935 | 16.5307 | 16.6673 | 16.8034 | 16.9386 | 17.0731 | 17.2069 | 17.3399 | 17.4722 | 17.6037 | 17.7344 | 17.8642 | 17.9933 | 18.1214 | 18.2487 | 18.3751 | 18.5005 | 18.625 | 18.7485
[26 empty] | R404A | 63 | 503 | 9.5733 | 9.7256 | 9.8777 | 10.0297 | 10.1814 | 10.333 | 10.4844 | 10.6356 | 10.7865 | 10.9372 | 11.0877 | 11.2379 | 11.3879 | 11.5376 | 11.687 | 11.8361 | 11.9849 | 12.1334 | 12.2816 | 12.4294 | 12.5769 | 12.724 | 12.8707 | 13.0171 | 13.1631 | 13.3086 | 13.4538 | 13.5985 | 13.7428 | 13.8866 | 14.03 | 14.1729 | 14.3153 | 14.4573 | 14.5987 | 14.7395 | 14.8799 | 15.0197 | 15.1589 | 15.2975 | 15.4356 | 15.573 | 15.7098 | 15.846 | 15.9815 | 16.1166 | 16.2508 | 16.3843 | 16.5171 | 16.6491 | 16.7804 | 16.9109 | 17.0406 | 17.1695 | 17.2975 | 17.4247 | 17.551 | 17.6764 | 17.8009 | 17.9245 | 18.0471
[26 empty] | R404A | 64 | 504 | 8.9226 | 9.0737 | 9.2245 | 9.3753 | 9.5258 | 9.6762 | 9.8263 | 9.9762 | 10.126 | 10.2754 | 10.4247 | 10.5737 | 10.7225 | 10.8709 | 11.0191 | 11.167 | 11.3146 | 11.4619 | 11.6088 | 11.7554 | 11.9017 | 12.0476 | 12.1932 | 12.3383 | 12.4831 | 12.6275 | 12.7715 | 12.915 | 13.0581 | 13.2008 | 13.343 | 13.4847 | 13.626 | 13.7667 | 13.907 | 14.0467 | 14.1859 | 14.3245 | 14.4626 | 14.6001 | 14.737 | 14.8734 | 15.009 | 15.1441 | 15.2785 | 15.4126 | 15.5457 | 15.678 | 15.8097 | 15.9407 | 16.0709 | 16.2003 | 16.329 | 16.4568 | 16.5838 | 16.71 | 16.8352 | 16.9596 | 17.0831 | 17.2057 | 17.3272
[26 empty] | R404A | 65 | 505 | 8.2568 | 8.4065 | 8.556 | 8.7054 | 8.8546 | 9.0036 | 9.1524 | 9.301 | 9.4493 | 9.5975 | 9.7454 | 9.8931 | 10.0405 | 10.1876 | 10.3345 | 10.4811 | 10.6273 | 10.7733 | 10.9189 | 11.0642 | 11.2092 | 11.3538 | 11.498 | 11.6419 | 11.7854 | 11.9285 | 12.0712 | 12.2134 | 12.3552 | 12.4966 | 12.6376 | 12.778 | 12.918 | 13.0575 | 13.1965 | 13.335 | 13.4729 | 13.6103 | 13.7472 | 13.8835 | 14.0191 | 14.1542 | 14.2887 | 14.4226 | 14.5558 | 14.6886 | 14.8205 | 14.9517 | 15.0822 | 15.212 | 15.341 | 15.4693 | 15.5968 | 15.7235 | 15.8494 | 15.9744 | 16.0986 | 16.2219 | 16.3442 | 16.4657 | 16.5862
[26 empty] | R407C | -10 | 510 | #N/A | #N/A | #N/A | #N/A | #N/A | #N/A | #N/A | #N/A | #N/A | #N/A | #N/A | #N/A | #N/A | #N/A | #N/A | #N/A | #N/A | #N/A | #N/A | #N/A | #N/A | #N/A | #N/A | #N/A | #N/A | #N/A | #N/A | #N/A | #N/A | #N/A | #N/A | #N/A | #N/A | #N/A | #N/A | #N/A | #N/A | #N/A | #N/A | #N/A | #N/A | #N/A | #N/A | #N/A | #N/A | #N/A | #N/A | #N/A | #N/A | #N/A | #N/A | #N/A | #N/A | #N/A | #N/A | #N/A | #N/A | #N/A | #N/A | #N/A | #N/A
[26 empty] | R407C | -9 | 511 | #N/A | #N/A | #N/A | #N/A | #N/A | #N/A | #N/A | #N/A | #N/A | #N/A | #N/A | #N/A | #N/A | #N/A | #N/A | #N/A | #N/A | #N/A | #N/A | #N/A | #N/A | #N/A | #N/A | #N/A | #N/A | #N/A | #N/A | #N/A | #N/A | #N/A | #N/A | #N/A | #N/A | #N/A | #N/A | #N/A | #N/A | #N/A | #N/A | #N/A | #N/A | #N/A | #N/A | #N/A | #N/A | #N/A | #N/A | #N/A | #N/A | #N/A | #N/A | #N/A | #N/A | #N/A | #N/A | #N/A | #N/A | #N/A | #N/A | #N/A | #N/A
[26 empty] | R407C | -8 | 512 | #N/A | #N/A | #N/A | #N/A | #N/A | #N/A | #N/A | #N/A | #N/A | #N/A | #N/A | #N/A | #N/A | #N/A | #N/A | #N/A | #N/A | #N/A | #N/A | #N/A | #N/A | #N/A | #N/A | #N/A | #N/A | #N/A | #N/A | #N/A | #N/A | #N/A | #N/A | #N/A | #N/A | #N/A | #N/A | #N/A | #N/A | #N/A | #N/A | #N/A | #N/A | #N/A | #N/A | #N/A | #N/A | #N/A | #N/A | #N/A | #N/A | #N/A | #N/A | #N/A | #N/A | #N/A | #N/A | #N/A | #N/A | #N/A | #N/A | #N/A | #N/A
[26 empty] | R407C | -7 | 513 | #N/A | #N/A | #N/A | #N/A | #N/A | #N/A | #N/A | #N/A | #N/A | #N/A | #N/A | #N/A | #N/A | #N/A | #N/A | #N/A | #N/A | #N/A | #N/A | #N/A | #N/A | #N/A | #N/A | #N/A | #N/A | #N/A | #N/A | #N/A | #N/A | #N/A | #N/A | #N/A | #N/A | #N/A | #N/A | #N/A | #N/A | #N/A | #N/A | #N/A | #N/A | #N/A | #N/A | #N/A | #N/A | #N/A | #N/A | #N/A | #N/A | #N/A | #N/A | #N/A | #N/A | #N/A | #N/A | #N/A | #N/A | #N/A | #N/A | #N/A | #N/A
[26 empty] | R407C | -6 | 514 | #N/A | #N/A | #N/A | #N/A | #N/A | #N/A | #N/A | #N/A | #N/A | #N/A | #N/A | #N/A | #N/A | #N/A | #N/A | #N/A | #N/A | #N/A | #N/A | #N/A | #N/A | #N/A | #N/A | #N/A | #N/A | #N/A | #N/A | #N/A | #N/A | #N/A | #N/A | #N/A | #N/A | #N/A | #N/A | #N/A | #N/A | #N/A | #N/A | #N/A | #N/A | #N/A | #N/A | #N/A | #N/A | #N/A | #N/A | #N/A | #N/A | #N/A | #N/A | #N/A | #N/A | #N/A | #N/A | #N/A | #N/A | #N/A | #N/A | #N/A | #N/A
[26 empty] | R407C | -5 | 515 | #N/A | #N/A | #N/A | #N/A | #N/A | #N/A | #N/A | #N/A | #N/A | #N/A | #N/A | #N/A | #N/A | #N/A | #N/A | #N/A | #N/A | #N/A | #N/A | #N/A | #N/A | #N/A | #N/A | #N/A | #N/A | #N/A | #N/A | #N/A | #N/A | #N/A | #N/A | #N/A | #N/A | #N/A | #N/A | #N/A | #N/A | #N/A | #N/A | #N/A | #N/A | #N/A | #N/A | #N/A | #N/A | #N/A | #N/A | #N/A | #N/A | #N/A | #N/A | #N/A | #N/A | #N/A | #N/A | #N/A | #N/A | #N/A | #N/A | #N/A | #N/A
[26 empty] | R407C | -4 | 516 | #N/A | #N/A | #N/A | #N/A | #N/A | #N/A | #N/A | #N/A | #N/A | #N/A | #N/A | #N/A | #N/A | #N/A | #N/A | #N/A | #N/A | #N/A | #N/A | #N/A | #N/A | #N/A | #N/A | #N/A | #N/A | #N/A | #N/A | #N/A | #N/A | #N/A | #N/A | #N/A | #N/A | #N/A | #N/A | #N/A | #N/A | #N/A | #N/A | #N/A | #N/A | #N/A | #N/A | #N/A | #N/A | #N/A | #N/A | #N/A | #N/A | #N/A | #N/A | #N/A | #N/A | #N/A | #N/A | #N/A | #N/A | #N/A | #N/A | #N/A | #N/A
[26 empty] | R407C | -3 | 517 | #N/A | #N/A | #N/A | #N/A | #N/A | #N/A | #N/A | #N/A | #N/A | #N/A | #N/A | #N/A | #N/A | #N/A | #N/A | #N/A | #N/A | #N/A | #N/A | #N/A | #N/A | #N/A | #N/A | #N/A | #N/A | #N/A | #N/A | #N/A | #N/A | #N/A | #N/A | #N/A | #N/A | #N/A | #N/A | #N/A | #N/A | #N/A | #N/A | #N/A | #N/A | #N/A | #N/A | #N/A | #N/A | #N/A | #N/A | #N/A | #N/A | #N/A | #N/A | #N/A | #N/A | #N/A | #N/A | #N/A | #N/A | #N/A | #N/A | #N/A | #N/A
[26 empty] | R407C | -2 | 518 | #N/A | #N/A | #N/A | #N/A | #N/A | #N/A | #N/A | #N/A | #N/A | #N/A | #N/A | #N/A | #N/A | #N/A | #N/A | #N/A | #N/A | #N/A | #N/A | #N/A | #N/A | #N/A | #N/A | #N/A | #N/A | #N/A | #N/A | #N/A | #N/A | #N/A | #N/A | #N/A | #N/A | #N/A | #N/A | #N/A | #N/A | #N/A | #N/A | #N/A | #N/A | #N/A | #N/A | #N/A | #N/A | #N/A | #N/A | #N/A | #N/A | #N/A | #N/A | #N/A | #N/A | #N/A | #N/A | #N/A | #N/A | #N/A | #N/A | #N/A | #N/A
[26 empty] | R407C | -1 | 519 | #N/A | #N/A | #N/A | #N/A | #N/A | #N/A | #N/A | #N/A | #N/A | #N/A | #N/A | #N/A | #N/A | #N/A | #N/A | #N/A | #N/A | #N/A | #N/A | #N/A | #N/A | #N/A | #N/A | #N/A | #N/A | #N/A | #N/A | #N/A | #N/A | #N/A | #N/A | #N/A | #N/A | #N/A | #N/A | #N/A | #N/A | #N/A | #N/A | #N/A | #N/A | #N/A | #N/A | #N/A | #N/A | #N/A | #N/A | #N/A | #N/A | #N/A | #N/A | #N/A | #N/A | #N/A | #N/A | #N/A | #N/A | #N/A | #N/A | #N/A | #N/A
[26 empty] | R407C | 0 | 520 | #N/A | #N/A | #N/A | #N/A | #N/A | #N/A | #N/A | #N/A | #N/A | #N/A | #N/A | #N/A | #N/A | #N/A | #N/A | #N/A | #N/A | #N/A | #N/A | #N/A | #N/A | #N/A | #N/A | #N/A | #N/A | #N/A | #N/A | #N/A | #N/A | #N/A | #N/A | #N/A | #N/A | #N/A | #N/A | #N/A | #N/A | #N/A | #N/A | #N/A | #N/A | #N/A | #N/A | #N/A | #N/A | #N/A | #N/A | #N/A | #N/A | #N/A | #N/A | #N/A | #N/A | #N/A | #N/A | #N/A | #N/A | #N/A | #N/A | #N/A | #N/A
[26 empty] | R407C | 1 | 521 | #N/A | #N/A | #N/A | #N/A | #N/A | #N/A | #N/A | #N/A | #N/A | #N/A | #N/A | #N/A | #N/A | #N/A | #N/A | #N/A | #N/A | #N/A | #N/A | #N/A | #N/A | #N/A | #N/A | #N/A | #N/A | #N/A | #N/A | #N/A | #N/A | #N/A | #N/A | #N/A | #N/A | #N/A | #N/A | #N/A | #N/A | #N/A | #N/A | #N/A | #N/A | #N/A | #N/A | #N/A | #N/A | #N/A | #N/A | #N/A | #N/A | #N/A | #N/A | #N/A | #N/A | #N/A | #N/A | #N/A | #N/A | #N/A | #N/A | #N/A | #N/A
[26 empty] | R407C | 2 | 522 | #N/A | #N/A | #N/A | #N/A | #N/A | #N/A | #N/A | #N/A | #N/A | #N/A | #N/A | #N/A | #N/A | #N/A | #N/A | #N/A | #N/A | #N/A | #N/A | #N/A | #N/A | #N/A | #N/A | #N/A | #N/A | #N/A | #N/A | #N/A | #N/A | #N/A | #N/A | #N/A | #N/A | #N/A | #N/A | #N/A | #N/A | #N/A | #N/A | #N/A | #N/A | #N/A | #N/A | #N/A | #N/A | #N/A | #N/A | #N/A | #N/A | #N/A | #N/A | #N/A | #N/A | #N/A | #N/A | #N/A | #N/A | #N/A | #N/A | #N/A | #N/A
[26 empty] | R407C | 3 | 523 | #N/A | #N/A | #N/A | #N/A | #N/A | #N/A | #N/A | #N/A | #N/A | #N/A | #N/A | #N/A | #N/A | #N/A | #N/A | #N/A | #N/A | #N/A | #N/A | #N/A | #N/A | #N/A | #N/A | #N/A | #N/A | #N/A | #N/A | #N/A | #N/A | #N/A | #N/A | #N/A | #N/A | #N/A | #N/A | #N/A | #N/A | #N/A | #N/A | #N/A | #N/A | #N/A | #N/A | #N/A | #N/A | #N/A | #N/A | #N/A | #N/A | #N/A | #N/A | #N/A | #N/A | #N/A | #N/A | #N/A | #N/A | #N/A | #N/A | #N/A | #N/A
[26 empty] | R407C | 4 | 524 | #N/A | #N/A | #N/A | #N/A | #N/A | #N/A | #N/A | #N/A | #N/A | #N/A | #N/A | #N/A | #N/A | #N/A | #N/A | #N/A | #N/A | #N/A | #N/A | #N/A | #N/A | #N/A | #N/A | #N/A | #N/A | #N/A | #N/A | #N/A | #N/A | #N/A | #N/A | #N/A | #N/A | #N/A | #N/A | #N/A | #N/A | #N/A | #N/A | #N/A | #N/A | #N/A | #N/A | #N/A | #N/A | #N/A | #N/A | #N/A | #N/A | #N/A | #N/A | #N/A | #N/A | #N/A | #N/A | #N/A | #N/A | #N/A | #N/A | #N/A | #N/A
[26 empty] | R407C | 5 | 525 | #N/A | #N/A | #N/A | #N/A | #N/A | #N/A | #N/A | #N/A | #N/A | #N/A | #N/A | #N/A | #N/A | #N/A | #N/A | #N/A | #N/A | #N/A | #N/A | #N/A | #N/A | #N/A | #N/A | #N/A | #N/A | #N/A | #N/A | #N/A | #N/A | #N/A | #N/A | #N/A | #N/A | #N/A | #N/A | #N/A | #N/A | #N/A | #N/A | #N/A | #N/A | #N/A | #N/A | #N/A | #N/A | #N/A | #N/A | #N/A | #N/A | #N/A | #N/A | #N/A | #N/A | #N/A | #N/A | #N/A | #N/A | #N/A | #N/A | #N/A | #N/A
[26 empty] | R407C | 6 | 526 | #N/A | #N/A | #N/A | #N/A | #N/A | #N/A | #N/A | #N/A | #N/A | #N/A | #N/A | #N/A | #N/A | #N/A | #N/A | #N/A | #N/A | #N/A | #N/A | #N/A | #N/A | #N/A | #N/A | #N/A | #N/A | #N/A | #N/A | #N/A | #N/A | #N/A | #N/A | #N/A | #N/A | #N/A | #N/A | #N/A | #N/A | #N/A | #N/A | #N/A | #N/A | #N/A | #N/A | #N/A | #N/A | #N/A | #N/A | #N/A | #N/A | #N/A | #N/A | #N/A | #N/A | #N/A | #N/A | #N/A | #N/A | #N/A | #N/A | #N/A | #N/A
[26 empty] | R407C | 7 | 527 | #N/A | #N/A | #N/A | #N/A | #N/A | #N/A | #N/A | #N/A | #N/A | #N/A | #N/A | #N/A | #N/A | #N/A | #N/A | #N/A | #N/A | #N/A | #N/A | #N/A | #N/A | #N/A | #N/A | #N/A | #N/A | #N/A | #N/A | #N/A | #N/A | #N/A | #N/A | #N/A | #N/A | #N/A | #N/A | #N/A | #N/A | #N/A | #N/A | #N/A | #N/A | #N/A | #N/A | #N/A | #N/A | #N/A | #N/A | #N/A | #N/A | #N/A | #N/A | #N/A | #N/A | #N/A | #N/A | #N/A | #N/A | #N/A | #N/A | #N/A | #N/A
[26 empty] | R407C | 8 | 528 | #N/A | #N/A | #N/A | #N/A | #N/A | #N/A | #N/A | #N/A | #N/A | #N/A | #N/A | #N/A | #N/A | #N/A | #N/A | #N/A | #N/A | #N/A | #N/A | #N/A | #N/A | #N/A | #N/A | #N/A | #N/A | #N/A | #N/A | #N/A | #N/A | #N/A | #N/A | #N/A | #N/A | #N/A | #N/A | #N/A | #N/A | #N/A | #N/A | #N/A | #N/A | #N/A | #N/A | #N/A | #N/A | #N/A | #N/A | #N/A | #N/A | #N/A | #N/A | #N/A | #N/A | #N/A | #N/A | #N/A | #N/A | #N/A | #N/A | #N/A | #N/A
[26 empty] | R407C | 9 | 529 | #N/A | #N/A | #N/A | #N/A | #N/A | #N/A | #N/A | #N/A | #N/A | #N/A | #N/A | #N/A | #N/A | #N/A | #N/A | #N/A | #N/A | #N/A | #N/A | #N/A | #N/A | #N/A | #N/A | #N/A | #N/A | #N/A | #N/A | #N/A | #N/A | #N/A | #N/A | #N/A | #N/A | #N/A | #N/A | #N/A | #N/A | #N/A | #N/A | #N/A | #N/A | #N/A | #N/A | #N/A | #N/A | #N/A | #N/A | #N/A | #N/A | #N/A | #N/A | #N/A | #N/A | #N/A | #N/A | #N/A | #N/A | #N/A | #N/A | #N/A | #N/A
[26 empty] | R407C | 10 | 530 | #N/A | #N/A | #N/A | #N/A | #N/A | #N/A | #N/A | #N/A | #N/A | #N/A | #N/A | #N/A | #N/A | #N/A | #N/A | #N/A | #N/A | #N/A | #N/A | #N/A | 56.1044 | 56.2804 | 56.4559 | 56.6309 | 56.8053 | 56.9791 | 57.1524 | 57.3251 | 57.4971 | 57.6685 | 57.8393 | 58.0094 | 58.1788 | 58.3476 | 58.5156 | 58.683 | 58.8496 | 59.0155 | 59.1805 | 59.3449 | 59.5084 | 59.6711 | 59.833 | 59.9941 | 60.1543 | 60.3136 | 60.472 | 60.6295 | 60.7861 | 60.9417 | 61.0963 | #N/A | #N/A | #N/A | #N/A | #N/A | #N/A | #N/A | #N/A | #N/A | #N/A
[26 empty] | R407C | 11 | 531 | #N/A | #N/A | #N/A | #N/A | #N/A | #N/A | #N/A | #N/A | #N/A | #N/A | #N/A | #N/A | #N/A | #N/A | #N/A | #N/A | #N/A | #N/A | #N/A | #N/A | 55.5723 | 55.7481 | 55.9233 | 56.098 | 56.2721 | 56.4456 | 56.6186 | 56.791 | 56.9628 | 57.1339 | 57.3044 | 57.4742 | 57.6434 | 57.8119 | 57.9797 | 58.1467 | 58.3131 | 58.4786 | 58.6435 | 58.8075 | 58.9708 | 59.1332 | 59.2949 | 59.4557 | 59.6156 | 59.7746 | 59.9328 | 60.0901 | 60.2464 | 60.4018 | 60.5562 | 60.7096 | #N/A | #N/A | #N/A | #N/A | #N/A | #N/A | #N/A | #N/A | #N/A
[26 empty] | R407C | 12 | 532 | #N/A | #N/A | #N/A | #N/A | #N/A | #N/A | #N/A | #N/A | #N/A | #N/A | #N/A | #N/A | #N/A | #N/A | #N/A | #N/A | #N/A | #N/A | #N/A | #N/A | 55.0396 | 55.2151 | 55.39 | 55.5644 | 55.7382 | 55.9115 | 56.0842 | 56.2563 | 56.4278 | 56.5987 | 56.7689 | 56.9384 | 57.1073 | 57.2755 | 57.443 | 57.6098 | 57.7759 | 57.9412 | 58.1057 | 58.2695 | 58.4325 | 58.5947 | 58.7561 | 58.9166 | 59.0763 | 59.2351 | 59.393 | 59.55 | 59.706 | 59.8611 | 60.0153 | 60.1685 | 60.3206 | #N/A | #N/A | #N/A | #N/A | #N/A | #N/A | #N/A | #N/A
[26 empty] | R407C | 13 | 533 | #N/A | #N/A | #N/A | #N/A | #N/A | #N/A | #N/A | #N/A | #N/A | #N/A | #N/A | #N/A | #N/A | #N/A | #N/A | #N/A | #N/A | #N/A | #N/A | #N/A | 54.5063 | 54.6815 | 54.8561 | 55.0302 | 55.2038 | 55.3767 | 55.5492 | 55.721 | 55.8922 | 56.0628 | 56.2327 | 56.402 | 56.5706 | 56.7385 | 56.9057 | 57.0722 | 57.238 | 57.4031 | 57.5673 | 57.7309 | 57.8936 | 58.0555 | 58.2166 | 58.3769 | 58.5363 | 58.6948 | 58.8524 | 59.0092 | 59.165 | 59.3198 | 59.4737 | 59.6266 | 59.7785 | 59.9294 | #N/A | #N/A | #N/A | #N/A | #N/A | #N/A | #N/A
[26 empty] | R407C | 14 | 534 | #N/A | #N/A | #N/A | #N/A | #N/A | #N/A | #N/A | #N/A | #N/A | #N/A | #N/A | #N/A | #N/A | #N/A | #N/A | #N/A | #N/A | #N/A | #N/A | #N/A | 53.9724 | 54.1472 | 54.3216 | 54.4954 | 54.6686 | 54.8413 | 55.0135 | 55.185 | 55.3559 | 55.5262 | 55.6958 | 55.8648 | 56.0331 | 56.2008 | 56.3677 | 56.534 | 56.6995 | 56.8643 | 57.0283 | 57.1915 | 57.354 | 57.5156 | 57.6764 | 57.8364 | 57.9956 | 58.1538 | 58.3112 | 58.4677 | 58.6232 | 58.7778 | 58.9315 | 59.0841 | 59.2358 | 59.3864 | 59.536 | #N/A | #N/A | #N/A | #N/A | #N/A | #N/A
[26 empty] | R407C | 15 | 535 | #N/A | #N/A | #N/A | #N/A | #N/A | #N/A | #N/A | #N/A | #N/A | #N/A | #N/A | #N/A | #N/A | #N/A | #N/A | #N/A | #N/A | #N/A | #N/A | #N/A | 53.4377 | 53.6123 | 53.7864 | 53.9599 | 54.1328 | 54.3052 | 54.4771 | 54.6483 | 54.8189 | 54.9889 | 55.1583 | 55.327 | 55.495 | 55.6624 | 55.8291 | 55.995 | 56.1602 | 56.3247 | 56.4885 | 56.6514 | 56.8136 | 56.975 | 57.1355 | 57.2953 | 57.4541 | 57.6121 | 57.7692 | 57.9254 | 58.0807 | 58.2351 | 58.3884 | 58.5408 | 58.6922 | 58.8426 | 58.9919 | 59.1402 | #N/A | #N/A | #N/A | #N/A | #N/A
[26 empty] | R407C | 16 | 536 | #N/A | #N/A | #N/A | #N/A | #N/A | #N/A | #N/A | #N/A | #N/A | #N/A | #N/A | #N/A | #N/A | #N/A | #N/A | #N/A | #N/A | #N/A | #N/A | #N/A | 52.9024 | 53.0767 | 53.2505 | 53.4237 | 53.5963 | 53.7684 | 53.94 | 54.1109 | 54.2813 | 54.451 | 54.62 | 54.7885 | 54.9562 | 55.1233 | 55.2897 | 55.4553 | 55.6203 | 55.7845 | 55.9479 | 56.1106 | 56.2725 | 56.4336 | 56.5939 | 56.7534 | 56.912 | 57.0697 | 57.2265 | 57.3825 | 57.5375 | 57.6916 | 57.8447 | 57.9968 | 58.1479 | 58.2981 | 58.4471 | 58.5951 | 58.7421 | #N/A | #N/A | #N/A | #N/A
[26 empty] | R407C | 17 | 537 | #N/A | #N/A | #N/A | #N/A | #N/A | #N/A | #N/A | #N/A | #N/A | #N/A | #N/A | #N/A | #N/A | #N/A | #N/A | #N/A | #N/A | #N/A | #N/A | #N/A | 52.3664 | 52.5404 | 52.7138 | 52.8868 | 53.0591 | 53.2309 | 53.4022 | 53.5728 | 53.7429 | 53.9123 | 54.0811 | 54.2492 | 54.4167 | 54.5834 | 54.7495 | 54.9149 | 55.0796 | 55.2435 | 55.4067 | 55.5691 | 55.7307 | 55.8915 | 56.0515 | 56.2107 | 56.369 | 56.5265 | 56.683 | 56.8387 | 56.9935 | 57.1473 | 57.3001 | 57.452 | 57.6029 | 57.7527 | 57.9015 | 58.0493 | 58.196 | 58.3415 | #N/A | #N/A | #N/A
[26 empty] | R407C | 18 | 538 | #N/A | #N/A | #N/A | #N/A | #N/A | #N/A | #N/A | #N/A | #N/A | #N/A | #N/A | #N/A | #N/A | #N/A | #N/A | #N/A | #N/A | #N/A | #N/A | #N/A | 51.8297 | 52.0033 | 52.1765 | 52.3491 | 52.5212 | 52.6927 | 52.8637 | 53.034 | 53.2037 | 53.3728 | 53.5413 | 53.7092 | 53.8763 | 54.0428 | 54.2086 | 54.3737 | 54.5381 | 54.7017 | 54.8646 | 55.0267 | 55.1881 | 55.3486 | 55.5084 | 55.6672 | 55.8253 | 55.9825 | 56.1388 | 56.2942 | 56.4486 | 56.6022 | 56.7548 | 56.9064 | 57.057 | 57.2066 | 57.3551 | 57.5026 | 57.6491 | 57.7944 | 57.9385 | #N/A | #N/A
[26 empty] | R407C | 19 | 539 | #N/A | #N/A | #N/A | #N/A | #N/A | #N/A | #N/A | #N/A | #N/A | #N/A | #N/A | #N/A | #N/A | #N/A | #N/A | #N/A | #N/A | #N/A | #N/A | #N/A | 51.2922 | 51.4655 | 51.6384 | 51.8107 | 51.9825 | 52.1537 | 52.3243 | 52.4944 | 52.6638 | 52.8326 | 53.0008 | 53.1684 | 53.3352 | 53.5014 | 53.6669 | 53.8317 | 53.9958 | 54.1592 | 54.3218 | 54.4836 | 54.6447 | 54.8049 | 54.9644 | 55.123 | 55.2808 | 55.4377 | 55.5937 | 55.7488 | 55.903 | 56.0563 | 56.2086 | 56.3599 | 56.5103 | 56.6596 | 56.8079 | 56.9551 | 57.1013 | 57.2463 | 57.3903 | 57.5331 | #N/A
[26 empty] | R407C | 20 | 540 | #N/A | #N/A | #N/A | #N/A | #N/A | #N/A | #N/A | #N/A | #N/A | #N/A | #N/A | #N/A | #N/A | #N/A | #N/A | #N/A | #N/A | #N/A | #N/A | #N/A | 50.7539 | 50.927 | 51.0995 | 51.2715 | 51.443 | 51.6139 | 51.7842 | 51.954 | 52.1231 | 52.2916 | 52.4595 | 52.6267 | 52.7933 | 52.9592 | 53.1244 | 53.289 | 53.4527 | 53.6158 | 53.7781 | 53.9397 | 54.1004 | 54.2604 | 54.4196 | 54.5779 | 54.7354 | 54.892 | 55.0477 | 55.2026 | 55.3565 | 55.5095 | 55.6616 | 55.8126 | 55.9627 | 56.1118 | 56.2598 | 56.4068 | 56.5527 | 56.6975 | 56.8411 | 56.9837 | 57.125
[26 empty] | R407C | 21 | 541 | #N/A | #N/A | #N/A | #N/A | #N/A | #N/A | #N/A | #N/A | #N/A | #N/A | #N/A | #N/A | #N/A | #N/A | #N/A | #N/A | #N/A | #N/A | #N/A | #N/A | 50.2149 | 50.3876 | 50.5598 | 50.7315 | 50.9027 | 51.0733 | 51.2433 | 51.4128 | 51.5816 | 51.7498 | 51.9174 | 52.0843 | 52.2506 | 52.4162 | 52.5811 | 52.7453 | 52.9088 | 53.0716 | 53.2336 | 53.3949 | 53.5553 | 53.715 | 53.8739 | 54.0319 | 54.1891 | 54.3455 | 54.5009 | 54.6555 | 54.8092 | 54.9619 | 55.1137 | 55.2645 | 55.4143 | 55.5631 | 55.7108 | 55.8575 | 56.0032 | 56.1477 | 56.2911 | 56.4334 | 56.5745
[26 empty] | R407C | 22 | 542 | #N/A | #N/A | #N/A | #N/A | #N/A | #N/A | #N/A | #N/A | #N/A | #N/A | #N/A | #N/A | #N/A | #N/A | #N/A | #N/A | #N/A | #N/A | #N/A | #N/A | 49.675 | 49.8474 | 50.0193 | 50.1907 | 50.3616 | 50.5318 | 50.7016 | 50.8707 | 51.0392 | 51.2071 | 51.3744 | 51.541 | 51.707 | 51.8723 | 52.0369 | 52.2008 | 52.364 | 52.5265 | 52.6882 | 52.8492 | 53.0094 | 53.1688 | 53.3273 | 53.4851 | 53.642 | 53.7981 | 53.9533 | 54.1075 | 54.2609 | 54.4134 | 54.5648 | 54.7154 | 54.8649 | 55.0134 | 55.1609 | 55.3074 | 55.4527 | 55.597 | 55.7401 | 55.8821 | 56.023
[26 empty] | R407C | 23 | 543 | #N/A | #N/A | #N/A | #N/A | #N/A | #N/A | #N/A | #N/A | #N/A | #N/A | #N/A | #N/A | #N/A | #N/A | #N/A | #N/A | #N/A | #N/A | #N/A | #N/A | 49.1343 | 49.3064 | 49.478 | 49.6491 | 49.8196 | 49.9895 | 50.159 | 50.3278 | 50.496 | 50.6636 | 50.8306 | 50.9969 | 51.1625 | 51.3275 | 51.4919 | 51.6555 | 51.8184 | 51.9805 | 52.142 | 52.3026 | 52.4625 | 52.6216 | 52.7799 | 52.9374 | 53.094 | 53.2498 | 53.4046 | 53.5586 | 53.7117 | 53.8639 | 54.0151 | 54.1653 | 54.3146 | 54.4629 | 54.6101 | 54.7562 | 54.9013 | 55.0453 | 55.1882 | 55.33 | 55.4705
[26 empty] | R407C | 24 | 544 | #N/A | #N/A | #N/A | #N/A | #N/A | #N/A | #N/A | #N/A | #N/A | #N/A | #N/A | #N/A | #N/A | #N/A | #N/A | #N/A | #N/A | #N/A | #N/A | #N/A | 48.5927 | 48.7645 | 48.9358 | 49.1065 | 49.2767 | 49.4464 | 49.6155 | 49.784 | 49.9519 | 50.1192 | 50.2858 | 50.4518 | 50.6172 | 50.7819 | 50.9459 | 51.1092 | 51.2718 | 51.4336 | 51.5948 | 51.7551 | 51.9147 | 52.0735 | 52.2315 | 52.3887 | 52.545 | 52.7005 | 52.8551 | 53.0088 | 53.1616 | 53.3135 | 53.4644 | 53.6144 | 53.7633 | 53.9113 | 54.0583 | 54.2042 | 54.349 | 54.4927 | 54.6353 | 54.7768 | 54.9171
[26 empty] | R407C | 25 | 545 | #N/A | #N/A | #N/A | #N/A | #N/A | #N/A | #N/A | #N/A | #N/A | #N/A | #N/A | #N/A | #N/A | #N/A | #N/A | #N/A | #N/A | #N/A | #N/A | #N/A | 48.0502 | 48.2217 | 48.3927 | 48.5631 | 48.733 | 48.9023 | 49.0711 | 49.2393 | 49.4068 | 49.5738 | 49.7401 | 49.9058 | 50.0709 | 50.2353 | 50.399 | 50.562 | 50.7242 | 50.8858 | 51.0466 | 51.2067 | 51.366 | 51.5245 | 51.6822 | 51.839 | 51.9951 | 52.1502 | 52.3046 | 52.458 | 52.6105 | 52.7621 | 52.9127 | 53.0624 | 53.2111 | 53.3588 | 53.5055 | 53.6511 | 53.7956 | 53.9391 | 54.0814 | 54.2227 | 54.3627
[26 empty] | R407C | 26 | 546 | #N/A | #N/A | #N/A | #N/A | #N/A | #N/A | #N/A | #N/A | #N/A | #N/A | #N/A | #N/A | #N/A | #N/A | #N/A | #N/A | #N/A | #N/A | #N/A | #N/A | 47.5069 | 47.678 | 47.8486 | 48.0187 | 48.1883 | 48.3573 | 48.5257 | 48.6936 | 48.8609 | 49.0275 | 49.1935 | 49.3589 | 49.5236 | 49.6877 | 49.8511 | 50.0138 | 50.1757 | 50.337 | 50.4975 | 50.6572 | 50.8162 | 50.9744 | 51.1318 | 51.2884 | 51.4441 | 51.599 | 51.753 | 51.9061 | 52.0584 | 52.2097 | 52.36 | 52.5094 | 52.6578 | 52.8052 | 52.9516 | 53.097 | 53.2412 | 53.3844 | 53.5265 | 53.6674 | 53.8072
[26 empty] | R407C | 27 | 547 | #N/A | #N/A | #N/A | #N/A | #N/A | #N/A | #N/A | #N/A | #N/A | #N/A | #N/A | #N/A | #N/A | #N/A | #N/A | #N/A | #N/A | #N/A | #N/A | #N/A | 46.9625 | 47.1333 | 47.3036 | 47.4734 | 47.6426 | 47.8113 | 47.9794 | 48.147 | 48.3139 | 48.4802 | 48.6459 | 48.811 | 48.9754 | 49.1391 | 49.3022 | 49.4646 | 49.6262 | 49.7871 | 49.9473 | 50.1068 | 50.2655 | 50.4234 | 50.5804 | 50.7367 | 50.8921 | 51.0467 | 51.2004 | 51.3533 | 51.5052 | 51.6562 | 51.8063 | 51.9554 | 52.1035 | 52.2506 | 52.3967 | 52.5418 | 52.6858 | 52.8287 | 52.9705 | 53.1112 | 53.2507
[26 empty] | R407C | 28 | 548 | #N/A | #N/A | #N/A | #N/A | #N/A | #N/A | #N/A | #N/A | #N/A | #N/A | #N/A | #N/A | #N/A | #N/A | #N/A | #N/A | #N/A | #N/A | #N/A | #N/A | 46.4172 | 46.5877 | 46.7576 | 46.9271 | 47.0959 | 47.2643 | 47.4321 | 47.5993 | 47.7659 | 47.9319 | 48.0973 | 48.262 | 48.4261 | 48.5895 | 48.7523 | 48.9143 | 49.0757 | 49.2363 | 49.3962 | 49.5553 | 49.7137 | 49.8712 | 50.028 | 50.184 | 50.3391 | 50.4934 | 50.6468 | 50.7993 | 50.951 | 51.1017 | 51.2514 | 51.4003 | 51.5481 | 51.6949 | 51.8407 | 51.9855 | 52.1292 | 52.2719 | 52.4134 | 52.5538 | 52.693
[26 empty] | R407C | 29 | 549 | #N/A | #N/A | #N/A | #N/A | #N/A | #N/A | #N/A | #N/A | #N/A | #N/A | #N/A | #N/A | #N/A | #N/A | #N/A | #N/A | #N/A | #N/A | #N/A | #N/A | 45.8709 | 46.041 | 46.2106 | 46.3797 | 46.5483 | 46.7163 | 46.8838 | 47.0506 | 47.2169 | 47.3826 | 47.5476 | 47.712 | 47.8758 | 48.0389 | 48.2013 | 48.363 | 48.5241 | 48.6844 | 48.8439 | 49.0027 | 49.1608 | 49.318 | 49.4745 | 49.6302 | 49.785 | 49.939 | 50.0921 | 50.2443 | 50.3956 | 50.546 | 50.6955 | 50.844 | 50.9916 | 51.1381 | 51.2836 | 51.4281 | 51.5715 | 51.7139 | 51.8551 | 51.9952 | 52.1342
[26 empty] | R407C | 30 | 550 | #N/A | #N/A | #N/A | #N/A | #N/A | #N/A | #N/A | #N/A | #N/A | #N/A | #N/A | #N/A | #N/A | #N/A | #N/A | #N/A | #N/A | #N/A | #N/A | #N/A | 45.3235 | 45.4933 | 45.6626 | 45.8313 | 45.9995 | 46.1672 | 46.3344 | 46.5009 | 46.6668 | 46.8322 | 46.9969 | 47.1609 | 47.3244 | 47.4871 | 47.6492 | 47.8106 | 47.9713 | 48.1313 | 48.2906 | 48.4491 | 48.6068 | 48.7637 | 48.9199 | 49.0752 | 49.2297 | 49.3834 | 49.5362 | 49.6881 | 49.8391 | 49.9892 | 50.1384 | 50.2866 | 50.4339 | 50.5801 | 50.7254 | 50.8696 | 51.0127 | 51.1548 | 51.2957 | 51.4355 | 51.5742
[26 empty] | R407C | 31 | 551 | #N/A | #N/A | #N/A | #N/A | #N/A | #N/A | #N/A | #N/A | #N/A | #N/A | #N/A | #N/A | #N/A | #N/A | #N/A | #N/A | #N/A | #N/A | #N/A | #N/A | 44.7751 | 44.9445 | 45.1134 | 45.2819 | 45.4497 | 45.617 | 45.7839 | 45.95 | 46.1156 | 46.2806 | 46.445 | 46.6088 | 46.7719 | 46.9343 | 47.0961 | 47.2571 | 47.4175 | 47.5771 | 47.7361 | 47.8942 | 48.0516 | 48.2083 | 48.3641 | 48.5191 | 48.6733 | 48.8267 | 48.9792 | 49.1308 | 49.2815 | 49.4313 | 49.5801 | 49.7281 | 49.875 | 50.0209 | 50.1659 | 50.3098 | 50.4526 | 50.5944 | 50.7351 | 50.8746 | 51.013
[26 empty] | R407C | 32 | 552 | #N/A | #N/A | #N/A | #N/A | #N/A | #N/A | #N/A | #N/A | #N/A | #N/A | #N/A | #N/A | #N/A | #N/A | #N/A | #N/A | #N/A | #N/A | #N/A | #N/A | 44.2255 | 44.3946 | 44.5632 | 44.7313 | 44.8988 | 45.0658 | 45.2322 | 45.3981 | 45.5633 | 45.728 | 45.892 | 46.0554 | 46.2182 | 46.3803 | 46.5417 | 46.7024 | 46.8625 | 47.0218 | 47.1804 | 47.3382 | 47.4953 | 47.6516 | 47.8071 | 47.9618 | 48.1157 | 48.2687 | 48.4209 | 48.5722 | 48.7226 | 48.8721 | 49.0207 | 49.1683 | 49.3149 | 49.4605 | 49.6052 | 49.7488 | 49.8913 | 50.0328 | 50.1732 | 50.3124 | 50.4505
[26 empty] | R407C | 33 | 553 | #N/A | #N/A | #N/A | #N/A | #N/A | #N/A | #N/A | #N/A | #N/A | #N/A | #N/A | #N/A | #N/A | #N/A | #N/A | #N/A | #N/A | #N/A | #N/A | #N/A | 43.6748 | 43.8436 | 44.0118 | 44.1795 | 44.3467 | 44.5133 | 44.6794 | 44.8449 | 45.0098 | 45.1741 | 45.3378 | 45.5009 | 45.6633 | 45.8251 | 45.9861 | 46.1465 | 46.3063 | 46.4652 | 46.6235 | 46.781 | 46.9378 | 47.0937 | 47.2489 | 47.4033 | 47.5568 | 47.7096 | 47.8614 | 48.0124 | 48.1625 | 48.3116 | 48.4599 | 48.6072 | 48.7535 | 48.8989 | 49.0432 | 49.1865 | 49.3287 | 49.4699 | 49.61 | 49.749 | 49.8868
[26 empty] | R407C | 34 | 554 | #N/A | #N/A | #N/A | #N/A | #N/A | #N/A | #N/A | #N/A | #N/A | #N/A | #N/A | #N/A | #N/A | #N/A | #N/A | #N/A | #N/A | #N/A | #N/A | #N/A | 43.123 | 43.2913 | 43.4592 | 43.6266 | 43.7934 | 43.9596 | 44.1254 | 44.2906 | 44.4551 | 44.6191 | 44.7824 | 44.9451 | 45.1072 | 45.2686 | 45.4294 | 45.5894 | 45.7488 | 45.9074 | 46.0653 | 46.2225 | 46.3789 | 46.5346 | 46.6894 | 46.8435 | 46.9967 | 47.1491 | 47.3006 | 47.4513 | 47.601 | 47.7499 | 47.8978 | 48.0448 | 48.1908 | 48.3359 | 48.4799 | 48.6229 | 48.7648 | 48.9057 | 49.0455 | 49.1842 | 49.3217
[26 empty] | R407C | 35 | 555 | #N/A | #N/A | #N/A | #N/A | #N/A | #N/A | #N/A | #N/A | #N/A | #N/A | #N/A | #N/A | #N/A | #N/A | #N/A | #N/A | #N/A | #N/A | #N/A | #N/A | 42.5699 | 42.7379 | 42.9054 | 43.0724 | 43.2388 | 43.4048 | 43.5702 | 43.7349 | 43.8991 | 44.0627 | 44.2257 | 44.3881 | 44.5498 | 44.7109 | 44.8713 | 45.031 | 45.19 | 45.3483 | 45.5059 | 45.6627 | 45.8188 | 45.9741 | 46.1286 | 46.2824 | 46.4353 | 46.5873 | 46.7385 | 46.8888 | 47.0383 | 47.1868 | 47.3344 | 47.4811 | 47.6268 | 47.7715 | 47.9152 | 48.0579 | 48.1996 | 48.3401 | 48.4796 | 48.618 | 48.7552
[26 empty] | R407C | 36 | 556 | #N/A | #N/A | #N/A | #N/A | #N/A | #N/A | #N/A | #N/A | #N/A | #N/A | #N/A | #N/A | #N/A | #N/A | #N/A | #N/A | #N/A | #N/A | #N/A | #N/A | 42.0155 | 42.1832 | 42.3503 | 42.5169 | 42.683 | 42.8486 | 43.0136 | 43.178 | 43.3419 | 43.5051 | 43.6678 | 43.8298 | 43.9911 | 44.1518 | 44.3119 | 44.4713 | 44.6299 | 44.7879 | 44.9451 | 45.1016 | 45.2573 | 45.4123 | 45.5665 | 45.7199 | 45.8724 | 46.0241 | 46.175 | 46.325 | 46.4741 | 46.6223 | 46.7696 | 46.916 | 47.0614 | 47.2058 | 47.3492 | 47.4915 | 47.6329 | 47.7731 | 47.9123 | 48.0504 | 48.1873
[26 empty] | R407C | 37 | 557 | #N/A | #N/A | #N/A | #N/A | #N/A | #N/A | #N/A | #N/A | #N/A | #N/A | #N/A | #N/A | #N/A | #N/A | #N/A | #N/A | #N/A | #N/A | #N/A | #N/A | 41.4599 | 41.6271 | 41.7939 | 41.9602 | 42.1259 | 42.2911 | 42.4557 | 42.6198 | 42.7833 | 42.9462 | 43.1084 | 43.2701 | 43.4311 | 43.5914 | 43.7511 | 43.9101 | 44.0684 | 44.2261 | 44.3829 | 44.5391 | 44.6945 | 44.8491 | 45.0029 | 45.156 | 45.3082 | 45.4596 | 45.6101 | 45.7598 | 45.9086 | 46.0564 | 46.2034 | 46.3494 | 46.4945 | 46.6386 | 46.7816 | 46.9237 | 47.0647 | 47.2047 | 47.3435 | 47.4813 | 47.6179
[26 empty] | R407C | 38 | 558 | #N/A | #N/A | #N/A | #N/A | #N/A | #N/A | #N/A | #N/A | #N/A | #N/A | #N/A | #N/A | #N/A | #N/A | #N/A | #N/A | #N/A | #N/A | #N/A | #N/A | 40.9029 | 41.0698 | 41.2362 | 41.402 | 41.5674 | 41.7322 | 41.8965 | 42.0602 | 42.2233 | 42.3858 | 42.5477 | 42.709 | 42.8696 | 43.0296 | 43.1889 | 43.3476 | 43.5056 | 43.6628 | 43.8193 | 43.9751 | 44.1302 | 44.2844 | 44.4379 | 44.5906 | 44.7425 | 44.8935 | 45.0437 | 45.1931 | 45.3415 | 45.489 | 45.6357 | 45.7814 | 45.9261 | 46.0698 | 46.2126 | 46.3543 | 46.495 | 46.6347 | 46.7732 | 46.9107 | 47.047
[26 empty] | R407C | 39 | 559 | #N/A | #N/A | #N/A | #N/A | #N/A | #N/A | #N/A | #N/A | #N/A | #N/A | #N/A | #N/A | #N/A | #N/A | #N/A | #N/A | #N/A | #N/A | #N/A | #N/A | 40.3445 | 40.511 | 40.677 | 40.8425 | 41.0075 | 41.1719 | 41.3358 | 41.4991 | 41.6619 | 41.824 | 41.9855 | 42.1464 | 42.3067 | 42.4663 | 42.6253 | 42.7836 | 42.9412 | 43.0981 | 43.2542 | 43.4097 | 43.5644 | 43.7183 | 43.8714 | 44.0237 | 44.1753 | 44.326 | 44.4758 | 44.6248 | 44.7729 | 44.9201 | 45.0664 | 45.2118 | 45.3562 | 45.4996 | 45.642 | 45.7834 | 45.9238 | 46.0631 | 46.2014 | 46.3385 | 46.4745
[26 empty] | R407C | 40 | 560 | #N/A | #N/A | #N/A | #N/A | #N/A | #N/A | #N/A | #N/A | #N/A | #N/A | #N/A | #N/A | #N/A | #N/A | #N/A | #N/A | #N/A | #N/A | #N/A | #N/A | 39.7846 | 39.9508 | 40.1164 | 40.2815 | 40.4461 | 40.6101 | 40.7737 | 40.9366 | 41.0989 | 41.2607 | 41.4219 | 41.5824 | 41.7423 | 41.9015 | 42.0601 | 42.2181 | 42.3753 | 42.5318 | 42.6876 | 42.8427 | 42.997 | 43.1506 | 43.3033 | 43.4553 | 43.6065 | 43.7568 | 43.9063 | 44.055 | 44.2027 | 44.3496 | 44.4956 | 44.6406 | 44.7846 | 44.9277 | 45.0698 | 45.2109 | 45.3509 | 45.4899 | 45.6278 | 45.7647 | 45.9003
[26 empty] | R407C | 41 | 561 | #N/A | #N/A | #N/A | #N/A | #N/A | #N/A | #N/A | #N/A | #N/A | #N/A | #N/A | #N/A | #N/A | #N/A | #N/A | #N/A | #N/A | #N/A | #N/A | #N/A | 39.2233 | 39.389 | 39.5543 | 39.719 | 39.8832 | 40.0468 | 40.21 | 40.3725 | 40.5345 | 40.6959 | 40.8566 | 41.0168 | 41.1763 | 41.3352 | 41.4934 | 41.6509 | 41.8078 | 41.9639 | 42.1194 | 42.2741 | 42.428 | 42.5812 | 42.7337 | 42.8853 | 43.0361 | 43.1861 | 43.3352 | 43.4835 | 43.6309 | 43.7774 | 43.923 | 44.0677 | 44.2114 | 44.3542 | 44.4959 | 44.6367 | 44.7764 | 44.9151 | 45.0526 | 45.1891 | 45.3245
[26 empty] | R407C | 42 | 562 | #N/A | #N/A | #N/A | #N/A | #N/A | #N/A | #N/A | #N/A | #N/A | #N/A | #N/A | #N/A | #N/A | #N/A | #N/A | #N/A | #N/A | #N/A | #N/A | #N/A | 38.6604 | 38.8257 | 38.9906 | 39.1549 | 39.3187 | 39.4819 | 39.6447 | 39.8069 | 39.9684 | 40.1294 | 40.2898 | 40.4496 | 40.6087 | 40.7672 | 40.925 | 41.0822 | 41.2387 | 41.3944 | 41.5495 | 41.7038 | 41.8574 | 42.0102 | 42.1623 | 42.3135 | 42.464 | 42.6136 | 42.7624 | 42.9103 | 43.0574 | 43.2036 | 43.3488 | 43.4931 | 43.6365 | 43.7789 | 43.9203 | 44.0607 | 44.2001 | 44.3384 | 44.4757 | 44.6118 | 44.7469
[26 empty] | R407C | 43 | 563 | #N/A | #N/A | #N/A | #N/A | #N/A | #N/A | #N/A | #N/A | #N/A | #N/A | #N/A | #N/A | #N/A | #N/A | #N/A | #N/A | #N/A | #N/A | #N/A | #N/A | 38.0959 | 38.2608 | 38.4252 | 38.5892 | 38.7526 | 38.9154 | 39.0778 | 39.2395 | 39.4007 | 39.5613 | 39.7213 | 39.8807 | 40.0394 | 40.1975 | 40.355 | 40.5117 | 40.6678 | 40.8232 | 40.9779 | 41.1319 | 41.2851 | 41.4375 | 41.5892 | 41.7401 | 41.8902 | 42.0394 | 42.1878 | 42.3354 | 42.4821 | 42.6279 | 42.7728 | 42.9168 | 43.0598 | 43.2018 | 43.3429 | 43.483 | 43.622 | 43.76 | 43.8969 | 44.0327 | 44.1674
[26 empty] | R407C | 44 | 564 | #N/A | #N/A | #N/A | #N/A | #N/A | #N/A | #N/A | #N/A | #N/A | #N/A | #N/A | #N/A | #N/A | #N/A | #N/A | #N/A | #N/A | #N/A | #N/A | #N/A | 37.5297 | 37.6942 | 37.8582 | 38.0218 | 38.1847 | 38.3472 | 38.5092 | 38.6705 | 38.8313 | 38.9915 | 39.1511 | 39.31 | 39.4684 | 39.6261 | 39.7831 | 39.9395 | 40.0952 | 40.2502 | 40.4045 | 40.5581 | 40.7109 | 40.863 | 41.0143 | 41.1648 | 41.3145 | 41.4634 | 41.6114 | 41.7586 | 41.905 | 42.0504 | 42.1949 | 42.3385 | 42.4812 | 42.6229 | 42.7636 | 42.9033 | 43.042 | 43.1797 | 43.3162 | 43.4517 | 43.5861
[26 empty] | R407C | 45 | 565 | #N/A | #N/A | #N/A | #N/A | #N/A | #N/A | #N/A | #N/A | #N/A | #N/A | #N/A | #N/A | #N/A | #N/A | #N/A | #N/A | #N/A | #N/A | #N/A | #N/A | 36.9618 | 37.1259 | 37.2895 | 37.4526 | 37.6152 | 37.7772 | 37.9387 | 38.0997 | 38.2601 | 38.4198 | 38.579 | 38.7376 | 38.8955 | 39.0528 | 39.2095 | 39.3655 | 39.5208 | 39.6754 | 39.8293 | 39.9825 | 40.1349 | 40.2866 | 40.4375 | 40.5876 | 40.737 | 40.8855 | 41.0331 | 41.18 | 41.3259 | 41.471 | 41.6152 | 41.7584 | 41.9007 | 42.042 | 42.1824 | 42.3218 | 42.4601 | 42.5974 | 42.7336 | 42.8688 | 43.0028
[26 empty] | R407C | 46 | 566 | #N/A | #N/A | #N/A | #N/A | #N/A | #N/A | #N/A | #N/A | #N/A | #N/A | #N/A | #N/A | #N/A | #N/A | #N/A | #N/A | #N/A | #N/A | #N/A | #N/A | 36.3921 | 36.5557 | 36.7189 | 36.8816 | 37.0437 | 37.2053 | 37.3665 | 37.527 | 37.687 | 37.8463 | 38.0051 | 38.1633 | 38.3208 | 38.4777 | 38.6339 | 38.7895 | 38.9444 | 39.0986 | 39.2521 | 39.4049 | 39.557 | 39.7083 | 39.8588 | 40.0085 | 40.1575 | 40.3056 | 40.4529 | 40.5993 | 40.7449 | 40.8896 | 41.0334 | 41.1762 | 41.3182 | 41.4592 | 41.5992 | 41.7381 | 41.8761 | 42.0131 | 42.1489 | 42.2837 | 42.4174
[26 empty] | R407C | 47 | 567 | #N/A | #N/A | #N/A | #N/A | #N/A | #N/A | #N/A | #N/A | #N/A | #N/A | #N/A | #N/A | #N/A | #N/A | #N/A | #N/A | #N/A | #N/A | #N/A | #N/A | 35.8204 | 35.9837 | 36.1464 | 36.3087 | 36.4704 | 36.6316 | 36.7923 | 36.9524 | 37.1119 | 37.2709 | 37.4292 | 37.587 | 37.7441 | 37.9006 | 38.0564 | 38.2116 | 38.3661 | 38.5199 | 38.673 | 38.8254 | 38.977 | 39.1279 | 39.278 | 39.4274 | 39.5759 | 39.7236 | 39.8705 | 40.0166 | 40.1618 | 40.3061 | 40.4495 | 40.592 | 40.7336 | 40.8742 | 41.0138 | 41.1524 | 41.29 | 41.4266 | 41.5621 | 41.6966 | 41.8299
[26 empty] | R407C | 48 | 568 | #N/A | #N/A | #N/A | #N/A | #N/A | #N/A | #N/A | #N/A | #N/A | #N/A | #N/A | #N/A | #N/A | #N/A | #N/A | #N/A | #N/A | #N/A | #N/A | #N/A | 35.2469 | 35.4097 | 35.572 | 35.7338 | 35.8951 | 36.0558 | 36.2161 | 36.3758 | 36.5349 | 36.6934 | 36.8513 | 37.0086 | 37.1653 | 37.3214 | 37.4768 | 37.6316 | 37.7856 | 37.939 | 38.0917 | 38.2437 | 38.3949 | 38.5454 | 38.6951 | 38.8441 | 38.9922 | 39.1395 | 39.2861 | 39.4317 | 39.5765 | 39.7204 | 39.8635 | 40.0056 | 40.1468 | 40.287 | 40.4262 | 40.5645 | 40.7017 | 40.8379 | 40.9731 | 41.1072 | 41.2401
[26 empty] | R407C | 49 | 569 | #N/A | #N/A | #N/A | #N/A | #N/A | #N/A | #N/A | #N/A | #N/A | #N/A | #N/A | #N/A | #N/A | #N/A | #N/A | #N/A | #N/A | #N/A | #N/A | #N/A | 34.6712 | 34.8336 | 34.9954 | 35.1568 | 35.3176 | 35.478 | 35.6378 | 35.797 | 35.9557 | 36.1138 | 36.2713 | 36.4282 | 36.5844 | 36.7401 | 36.895 | 37.0494 | 37.203 | 37.356 | 37.5083 | 37.6598 | 37.8106 | 37.9607 | 38.11 | 38.2585 | 38.4063 | 38.5532 | 38.6993 | 38.8446 | 38.989 | 39.1325 | 39.2752 | 39.4169 | 39.5577 | 39.6975 | 39.8364 | 39.9742 | 40.1111 | 40.2469 | 40.3817 | 40.5154 | 40.648
[26 empty] | R407C | 50 | 570 | #N/A | #N/A | #N/A | #N/A | #N/A | #N/A | #N/A | #N/A | #N/A | #N/A | #N/A | #N/A | #N/A | #N/A | #N/A | #N/A | #N/A | #N/A | #N/A | #N/A | 34.0934 | 34.2553 | 34.4167 | 34.5777 | 34.738 | 34.8979 | 35.0573 | 35.2161 | 35.3743 | 35.5319 | 35.689 | 35.8454 | 36.0013 | 36.1565 | 36.311 | 36.4649 | 36.6182 | 36.7707 | 36.9225 | 37.0737 | 37.2241 | 37.3737 | 37.5226 | 37.6707 | 37.818 | 37.9646 | 38.1103 | 38.2551 | 38.3991 | 38.5422 | 38.6845 | 38.8258 | 38.9662 | 39.1056 | 39.2441 | 39.3816 | 39.5181 | 39.6535 | 39.7879 | 39.9213 | 40.0535
[26 empty] | R407C | 51 | 571 | #N/A | #N/A | #N/A | #N/A | #N/A | #N/A | #N/A | #N/A | #N/A | #N/A | #N/A | #N/A | #N/A | #N/A | #N/A | #N/A | #N/A | #N/A | #N/A | #N/A | 33.5134 | 33.6748 | 33.8358 | 33.9962 | 34.1562 | 34.3156 | 34.4745 | 34.6328 | 34.7906 | 34.9478 | 35.1044 | 35.2604 | 35.4158 | 35.5705 | 35.7247 | 35.8781 | 36.0309 | 36.183 | 36.3344 | 36.4851 | 36.6351 | 36.7843 | 36.9328 | 37.0804 | 37.2273 | 37.3734 | 37.5187 | 37.6632 | 37.8068 | 37.9495 | 38.0913 | 38.2322 | 38.3722 | 38.5113 | 38.6493 | 38.7864 | 38.9225 | 39.0576 | 39.1916 | 39.3246 | 39.4564
[26 empty] | R407C | 52 | 572 | #N/A | #N/A | #N/A | #N/A | #N/A | #N/A | #N/A | #N/A | #N/A | #N/A | #N/A | #N/A | #N/A | #N/A | #N/A | #N/A | #N/A | #N/A | #N/A | #N/A | 32.931 | 33.092 | 33.2525 | 33.4124 | 33.5719 | 33.7308 | 33.8893 | 34.0472 | 34.2045 | 34.3612 | 34.5174 | 34.6729 | 34.8278 | 34.9821 | 35.1358 | 35.2888 | 35.4412 | 35.5928 | 35.7438 | 35.894 | 36.0435 | 36.1923 | 36.3404 | 36.4876 | 36.6341 | 36.7798 | 36.9246 | 37.0686 | 37.2118 | 37.3541 | 37.4955 | 37.636 | 37.7756 | 37.9143 | 38.0519 | 38.1886 | 38.3243 | 38.459 | 38.5926 | 38.7252 | 38.8566
[26 empty] | R407C | 53 | 573 | #N/A | #N/A | #N/A | #N/A | #N/A | #N/A | #N/A | #N/A | #N/A | #N/A | #N/A | #N/A | #N/A | #N/A | #N/A | #N/A | #N/A | #N/A | #N/A | #N/A | 32.3462 | 32.5066 | 32.6666 | 32.8261 | 32.9851 | 33.1436 | 33.3016 | 33.459 | 33.6158 | 33.7721 | 33.9278 | 34.0828 | 34.2373 | 34.3911 | 34.5444 | 34.6969 | 34.8488 | 35 | 35.1505 | 35.3003 | 35.4494 | 35.5977 | 35.7453 | 35.8921 | 36.0382 | 36.1834 | 36.3278 | 36.4714 | 36.6142 | 36.756 | 36.897 | 37.0371 | 37.1763 | 37.3145 | 37.4518 | 37.5881 | 37.7233 | 37.8576 | 37.9908 | 38.123 | 38.2541
[26 empty] | R407C | 54 | 574 | #N/A | #N/A | #N/A | #N/A | #N/A | #N/A | #N/A | #N/A | #N/A | #N/A | #N/A | #N/A | #N/A | #N/A | #N/A | #N/A | #N/A | #N/A | #N/A | #N/A | 31.7587 | 31.9187 | 32.0782 | 32.2372 | 32.3957 | 32.5537 | 32.7112 | 32.8681 | 33.0245 | 33.1803 | 33.3355 | 33.4901 | 33.6441 | 33.7974 | 33.9502 | 34.1023 | 34.2537 | 34.4044 | 34.5545 | 34.7038 | 34.8524 | 35.0003 | 35.1475 | 35.2938 | 35.4394 | 35.5842 | 35.7282 | 35.8713 | 36.0136 | 36.1551 | 36.2956 | 36.4353 | 36.574 | 36.7118 | 36.8487 | 36.9846 | 37.1194 | 37.2533 | 37.3861 | 37.5179 | 37.6485
[26 empty] | R407C | 55 | 575 | #N/A | #N/A | #N/A | #N/A | #N/A | #N/A | #N/A | #N/A | #N/A | #N/A | #N/A | #N/A | #N/A | #N/A | #N/A | #N/A | #N/A | #N/A | #N/A | #N/A | 31.1685 | 31.328 | 31.487 | 31.6455 | 31.8035 | 31.961 | 32.118 | 32.2744 | 32.4303 | 32.5856 | 32.7403 | 32.8944 | 33.048 | 33.2008 | 33.3531 | 33.5047 | 33.6557 | 33.8059 | 33.9555 | 34.1044 | 34.2525 | 34.4 | 34.5466 | 34.6926 | 34.8377 | 34.982 | 35.1256 | 35.2683 | 35.4101 | 35.5511 | 35.6912 | 35.8305 | 35.9688 | 36.1061 | 36.2426 | 36.378 | 36.5125 | 36.6459 | 36.7783 | 36.9096 | 37.0399
[26 empty] | R407C | 56 | 576 | #N/A | #N/A | #N/A | #N/A | #N/A | #N/A | #N/A | #N/A | #N/A | #N/A | #N/A | #N/A | #N/A | #N/A | #N/A | #N/A | #N/A | #N/A | #N/A | #N/A | 30.5754 | 30.7344 | 30.8929 | 31.0509 | 31.2084 | 31.3654 | 31.5219 | 31.6778 | 31.8332 | 31.988 | 32.1422 | 32.2958 | 32.4488 | 32.6012 | 32.753 | 32.9041 | 33.0546 | 33.2044 | 33.3535 | 33.5019 | 33.6496 | 33.7965 | 33.9427 | 34.0882 | 34.2328 | 34.3767 | 34.5198 | 34.662 | 34.8034 | 34.944 | 35.0836 | 35.2224 | 35.3603 | 35.4972 | 35.6332 | 35.7682 | 35.9022 | 36.0352 | 36.1672 | 36.2981 | 36.428
[26 empty] | R407C | 57 | 577 | #N/A | #N/A | #N/A | #N/A | #N/A | #N/A | #N/A | #N/A | #N/A | #N/A | #N/A | #N/A | #N/A | #N/A | #N/A | #N/A | #N/A | #N/A | #N/A | #N/A | 29.9793 | 30.1377 | 30.2957 | 30.4532 | 30.6102 | 30.7666 | 30.9226 | 31.078 | 31.2329 | 31.3872 | 31.5409 | 31.694 | 31.8465 | 31.9984 | 32.1497 | 32.3003 | 32.4503 | 32.5996 | 32.7482 | 32.8961 | 33.0433 | 33.1898 | 33.3355 | 33.4804 | 33.6246 | 33.768 | 33.9106 | 34.0524 | 34.1934 | 34.3334 | 34.4726 | 34.611 | 34.7484 | 34.8849 | 35.0204 | 35.155 | 35.2885 | 35.4211 | 35.5527 | 35.6831 | 35.8126
[26 empty] | R407C | 58 | 578 | #N/A | #N/A | #N/A | #N/A | #N/A | #N/A | #N/A | #N/A | #N/A | #N/A | #N/A | #N/A | #N/A | #N/A | #N/A | #N/A | #N/A | #N/A | #N/A | #N/A | 29.3799 | 29.5378 | 29.6952 | 29.8522 | 30.0086 | 30.1646 | 30.32 | 30.4749 | 30.6293 | 30.783 | 30.9362 | 31.0888 | 31.2408 | 31.3922 | 31.543 | 31.6931 | 31.8425 | 31.9913 | 32.1394 | 32.2869 | 32.4336 | 32.5795 | 32.7248 | 32.8692 | 33.0129 | 33.1559 | 33.298 | 33.4393 | 33.5797 | 33.7193 | 33.8581 | 33.9959 | 34.1329 | 34.2689 | 34.404 | 34.5381 | 34.6712 | 34.8033 | 34.9344 | 35.0645 | 35.1935
[26 empty] | R407C | 59 | 579 | #N/A | #N/A | #N/A | #N/A | #N/A | #N/A | #N/A | #N/A | #N/A | #N/A | #N/A | #N/A | #N/A | #N/A | #N/A | #N/A | #N/A | #N/A | #N/A | #N/A | 28.777 | 28.9344 | 29.0913 | 29.2477 | 29.4036 | 29.559 | 29.7139 | 29.8683 | 30.0221 | 30.1753 | 30.328 | 30.4801 | 30.6315 | 30.7824 | 30.9326 | 31.0822 | 31.2312 | 31.3794 | 31.527 | 31.6739 | 31.8201 | 31.9656 | 32.1103 | 32.2543 | 32.3975 | 32.5399 | 32.6815 | 32.8224 | 32.9623 | 33.1015 | 33.2397 | 33.3771 | 33.5136 | 33.6491 | 33.7837 | 33.9174 | 34.05 | 34.1817 | 34.3123 | 34.4419 | 34.5705
[26 empty] | R407C | 60 | 580 | #N/A | #N/A | #N/A | #N/A | #N/A | #N/A | #N/A | #N/A | #N/A | #N/A | #N/A | #N/A | #N/A | #N/A | #N/A | #N/A | #N/A | #N/A | #N/A | #N/A | 28.1705 | 28.3273 | 28.4837 | 28.6395 | 28.7949 | 28.9497 | 29.1041 | 29.2579 | 29.4111 | 29.5638 | 29.7159 | 29.8675 | 30.0184 | 30.1687 | 30.3184 | 30.4675 | 30.6159 | 30.7637 | 30.9107 | 31.0571 | 31.2028 | 31.3477 | 31.4919 | 31.6354 | 31.7781 | 31.92 | 32.0611 | 32.2014 | 32.3409 | 32.4795 | 32.6173 | 32.7542 | 32.8902 | 33.0252 | 33.1594 | 33.2925 | 33.4247 | 33.5559 | 33.6861 | 33.8152 | 33.9433
[26 empty] | R407C | 61 | 581 | #N/A | #N/A | #N/A | #N/A | #N/A | #N/A | #N/A | #N/A | #N/A | #N/A | #N/A | #N/A | #N/A | #N/A | #N/A | #N/A | #N/A | #N/A | #N/A | #N/A | 27.5601 | 27.7163 | 27.8721 | 28.0274 | 28.1822 | 28.3364 | 28.4902 | 28.6435 | 28.7962 | 28.9483 | 29.0999 | 29.2508 | 29.4012 | 29.551 | 29.7001 | 29.8486 | 29.9965 | 30.1437 | 30.2902 | 30.4361 | 30.5812 | 30.7256 | 30.8693 | 31.0123 | 31.1544 | 31.2958 | 31.4364 | 31.5762 | 31.7152 | 31.8533 | 31.9906 | 32.1269 | 32.2624 | 32.397 | 32.5306 | 32.6633 | 32.795 | 32.9257 | 33.0554 | 33.1841 | 33.3117
[26 empty] | R407C | 62 | 582 | #N/A | #N/A | #N/A | #N/A | #N/A | #N/A | #N/A | #N/A | #N/A | #N/A | #N/A | #N/A | #N/A | #N/A | #N/A | #N/A | #N/A | #N/A | #N/A | #N/A | 26.9455 | 27.1011 | 27.2563 | 27.411 | 27.5652 | 27.7189 | 27.8721 | 28.0248 | 28.1769 | 28.3284 | 28.4794 | 28.6298 | 28.7796 | 28.9288 | 29.0774 | 29.2254 | 29.3727 | 29.5193 | 29.6653 | 29.8106 | 29.9552 | 30.099 | 30.2422 | 30.3846 | 30.5262 | 30.6671 | 30.8071 | 30.9464 | 31.0848 | 31.2224 | 31.3592 | 31.495 | 31.63 | 31.7641 | 31.8972 | 32.0294 | 32.1606 | 32.2908 | 32.42 | 32.5482 | 32.6753
[26 empty] | R407C | 63 | 583 | #N/A | #N/A | #N/A | #N/A | #N/A | #N/A | #N/A | #N/A | #N/A | #N/A | #N/A | #N/A | #N/A | #N/A | #N/A | #N/A | #N/A | #N/A | #N/A | #N/A | 26.3264 | 26.4814 | 26.636 | 26.7901 | 26.9437 | 27.0968 | 27.2494 | 27.4014 | 27.553 | 27.7039 | 27.8543 | 28.0041 | 28.1534 | 28.302 | 28.45 | 28.5974 | 28.7441 | 28.8902 | 29.0356 | 29.1803 | 29.3243 | 29.4676 | 29.6102 | 29.752 | 29.8931 | 30.0334 | 30.173 | 30.3117 | 30.4496 | 30.5866 | 30.7228 | 30.8582 | 30.9926 | 31.1262 | 31.2588 | 31.3904 | 31.5211 | 31.6508 | 31.7796 | 31.9072 | 32.0339
[26 empty] | R407C | 64 | 584 | #N/A | #N/A | #N/A | #N/A | #N/A | #N/A | #N/A | #N/A | #N/A | #N/A | #N/A | #N/A | #N/A | #N/A | #N/A | #N/A | #N/A | #N/A | #N/A | #N/A | 25.7024 | 25.8568 | 26.0108 | 26.1642 | 26.3172 | 26.4697 | 26.6217 | 26.7731 | 26.924 | 27.0744 | 27.2242 | 27.3734 | 27.522 | 27.6701 | 27.8175 | 27.9642 | 28.1104 | 28.2559 | 28.4007 | 28.5448 | 28.6883 | 28.831 | 28.973 | 29.1143 | 29.2548 | 29.3945 | 29.5335 | 29.6717 | 29.809 | 29.9455 | 30.0812 | 30.2159 | 30.3499 | 30.4829 | 30.6149 | 30.7461 | 30.8762 | 31.0054 | 31.1336 | 31.2608 | 31.3869
[26 empty] | R407C | 65 | 585 | #N/A | #N/A | #N/A | #N/A | #N/A | #N/A | #N/A | #N/A | #N/A | #N/A | #N/A | #N/A | #N/A | #N/A | #N/A | #N/A | #N/A | #N/A | #N/A | #N/A | 25.0732 | 25.227 | 25.3803 | 25.5331 | 25.6854 | 25.8373 | 25.9887 | 26.1395 | 26.2898 | 26.4395 | 26.5886 | 26.7372 | 26.8852 | 27.0326 | 27.1794 | 27.3256 | 27.4711 | 27.616 | 27.7602 | 27.9038 | 28.0466 | 28.1888 | 28.3302 | 28.4708 | 28.6108 | 28.7499 | 28.8883 | 29.0259 | 29.1627 | 29.2986 | 29.4337 | 29.5679 | 29.7013 | 29.8337 | 29.9652 | 30.0958 | 30.2255 | 30.3541 | 30.4818 | 30.6084 | 30.734
[26 empty] | R410A | -50 | 590 | #N/A | #N/A | #N/A | #N/A | #N/A | #N/A | #N/A | #N/A | #N/A | #N/A | #N/A | #N/A | #N/A | #N/A | #N/A | #N/A | #N/A | #N/A | #N/A | #N/A | #N/A | #N/A | #N/A | #N/A | #N/A | #N/A | #N/A | #N/A | #N/A | #N/A | #N/A | #N/A | #N/A | #N/A | #N/A | #N/A | #N/A | #N/A | #N/A | #N/A | #N/A | #N/A | #N/A | #N/A | #N/A | #N/A | #N/A | #N/A | #N/A | #N/A | #N/A | #N/A | #N/A | #N/A | #N/A | #N/A | #N/A | #N/A | #N/A | #N/A | #N/A
[26 empty] | R410A | -49 | 591 | #N/A | #N/A | #N/A | #N/A | #N/A | #N/A | #N/A | #N/A | #N/A | #N/A | #N/A | #N/A | #N/A | #N/A | #N/A | #N/A | #N/A | #N/A | #N/A | #N/A | #N/A | #N/A | #N/A | #N/A | #N/A | #N/A | #N/A | #N/A | #N/A | #N/A | #N/A | #N/A | #N/A | #N/A | #N/A | #N/A | #N/A | #N/A | #N/A | #N/A | #N/A | #N/A | #N/A | #N/A | #N/A | #N/A | #N/A | #N/A | #N/A | #N/A | #N/A | #N/A | #N/A | #N/A | #N/A | #N/A | #N/A | #N/A | #N/A | #N/A | #N/A
[26 empty] | R410A | -48 | 592 | #N/A | #N/A | #N/A | #N/A | #N/A | #N/A | #N/A | #N/A | #N/A | #N/A | #N/A | #N/A | #N/A | #N/A | #N/A | #N/A | #N/A | #N/A | #N/A | #N/A | #N/A | #N/A | #N/A | #N/A | #N/A | #N/A | #N/A | #N/A | #N/A | #N/A | #N/A | #N/A | #N/A | #N/A | #N/A | #N/A | #N/A | #N/A | #N/A | #N/A | #N/A | #N/A | #N/A | #N/A | #N/A | #N/A | #N/A | #N/A | #N/A | #N/A | #N/A | #N/A | #N/A | #N/A | #N/A | #N/A | #N/A | #N/A | #N/A | #N/A | #N/A
[26 empty] | R410A | -47 | 593 | #N/A | #N/A | #N/A | #N/A | #N/A | #N/A | #N/A | #N/A | #N/A | #N/A | #N/A | #N/A | #N/A | #N/A | #N/A | #N/A | #N/A | #N/A | #N/A | #N/A | #N/A | #N/A | #N/A | #N/A | #N/A | #N/A | #N/A | #N/A | #N/A | #N/A | #N/A | #N/A | #N/A | #N/A | #N/A | #N/A | #N/A | #N/A | #N/A | #N/A | #N/A | #N/A | #N/A | #N/A | #N/A | #N/A | #N/A | #N/A | #N/A | #N/A | #N/A | #N/A | #N/A | #N/A | #N/A | #N/A | #N/A | #N/A | #N/A | #N/A | #N/A
[26 empty] | R410A | -46 | 594 | #N/A | #N/A | #N/A | #N/A | #N/A | #N/A | #N/A | #N/A | #N/A | #N/A | #N/A | #N/A | #N/A | #N/A | #N/A | #N/A | #N/A | #N/A | #N/A | #N/A | #N/A | #N/A | #N/A | #N/A | #N/A | #N/A | #N/A | #N/A | #N/A | #N/A | #N/A | #N/A | #N/A | #N/A | #N/A | #N/A | #N/A | #N/A | #N/A | #N/A | #N/A | #N/A | #N/A | #N/A | #N/A | #N/A | #N/A | #N/A | #N/A | #N/A | #N/A | #N/A | #N/A | #N/A | #N/A | #N/A | #N/A | #N/A | #N/A | #N/A | #N/A
[26 empty] | R410A | -45 | 595 | #N/A | #N/A | #N/A | #N/A | #N/A | #N/A | #N/A | #N/A | #N/A | #N/A | #N/A | #N/A | #N/A | #N/A | #N/A | #N/A | #N/A | #N/A | #N/A | #N/A | #N/A | #N/A | #N/A | #N/A | #N/A | #N/A | #N/A | #N/A | #N/A | #N/A | #N/A | #N/A | #N/A | #N/A | #N/A | #N/A | #N/A | #N/A | #N/A | #N/A | #N/A | #N/A | #N/A | #N/A | #N/A | #N/A | #N/A | #N/A | #N/A | #N/A | #N/A | #N/A | #N/A | #N/A | #N/A | #N/A | #N/A | #N/A | #N/A | #N/A | #N/A
[26 empty] | R410A | -44 | 596 | #N/A | #N/A | #N/A | #N/A | #N/A | #N/A | #N/A | #N/A | #N/A | #N/A | #N/A | #N/A | #N/A | #N/A | #N/A | #N/A | #N/A | #N/A | #N/A | #N/A | #N/A | #N/A | #N/A | #N/A | #N/A | #N/A | #N/A | #N/A | #N/A | #N/A | #N/A | #N/A | #N/A | #N/A | #N/A | #N/A | #N/A | #N/A | #N/A | #N/A | #N/A | #N/A | #N/A | #N/A | #N/A | #N/A | #N/A | #N/A | #N/A | #N/A | #N/A | #N/A | #N/A | #N/A | #N/A | #N/A | #N/A | #N/A | #N/A | #N/A | #N/A
[26 empty] | R410A | -43 | 597 | #N/A | #N/A | #N/A | #N/A | #N/A | #N/A | #N/A | #N/A | #N/A | #N/A | #N/A | #N/A | #N/A | #N/A | #N/A | #N/A | #N/A | #N/A | #N/A | #N/A | #N/A | #N/A | #N/A | #N/A | #N/A | #N/A | #N/A | #N/A | #N/A | #N/A | #N/A | #N/A | #N/A | #N/A | #N/A | #N/A | #N/A | #N/A | #N/A | #N/A | #N/A | #N/A | #N/A | #N/A | #N/A | #N/A | #N/A | #N/A | #N/A | #N/A | #N/A | #N/A | #N/A | #N/A | #N/A | #N/A | #N/A | #N/A | #N/A | #N/A | #N/A
[26 empty] | R410A | -42 | 598 | #N/A | #N/A | #N/A | #N/A | #N/A | #N/A | #N/A | #N/A | #N/A | #N/A | #N/A | #N/A | #N/A | #N/A | #N/A | #N/A | #N/A | #N/A | #N/A | #N/A | #N/A | #N/A | #N/A | #N/A | #N/A | #N/A | #N/A | #N/A | #N/A | #N/A | #N/A | #N/A | #N/A | #N/A | #N/A | #N/A | #N/A | #N/A | #N/A | #N/A | #N/A | #N/A | #N/A | #N/A | #N/A | #N/A | #N/A | #N/A | #N/A | #N/A | #N/A | #N/A | #N/A | #N/A | #N/A | #N/A | #N/A | #N/A | #N/A | #N/A | #N/A
[26 empty] | R410A | -41 | 599 | #N/A | #N/A | #N/A | #N/A | #N/A | #N/A | #N/A | #N/A | #N/A | #N/A | #N/A | #N/A | #N/A | #N/A | #N/A | #N/A | #N/A | #N/A | #N/A | #N/A | #N/A | #N/A | #N/A | #N/A | #N/A | #N/A | #N/A | #N/A | #N/A | #N/A | #N/A | #N/A | #N/A | #N/A | #N/A | #N/A | #N/A | #N/A | #N/A | #N/A | #N/A | #N/A | #N/A | #N/A | #N/A | #N/A | #N/A | #N/A | #N/A | #N/A | #N/A | #N/A | #N/A | #N/A | #N/A | #N/A | #N/A | #N/A | #N/A | #N/A | #N/A
[26 empty] | R410A | -40 | 600 | #N/A | #N/A | #N/A | #N/A | #N/A | #N/A | #N/A | #N/A | #N/A | #N/A | #N/A | #N/A | #N/A | #N/A | #N/A | #N/A | #N/A | #N/A | #N/A | #N/A | #N/A | #N/A | #N/A | #N/A | #N/A | #N/A | #N/A | #N/A | #N/A | #N/A | #N/A | #N/A | #N/A | #N/A | #N/A | #N/A | #N/A | #N/A | #N/A | #N/A | #N/A | #N/A | #N/A | #N/A | #N/A | #N/A | #N/A | #N/A | #N/A | #N/A | #N/A | #N/A | #N/A | #N/A | #N/A | #N/A | #N/A | #N/A | #N/A | #N/A | #N/A
[26 empty] | R410A | -39 | 601 | #N/A | #N/A | #N/A | #N/A | #N/A | #N/A | #N/A | #N/A | #N/A | #N/A | #N/A | #N/A | #N/A | #N/A | #N/A | #N/A | #N/A | #N/A | #N/A | #N/A | #N/A | #N/A | #N/A | #N/A | #N/A | #N/A | #N/A | #N/A | #N/A | #N/A | #N/A | #N/A | #N/A | #N/A | #N/A | #N/A | #N/A | #N/A | #N/A | #N/A | #N/A | #N/A | #N/A | #N/A | #N/A | #N/A | #N/A | #N/A | #N/A | #N/A | #N/A | #N/A | #N/A | #N/A | #N/A | #N/A | #N/A | #N/A | #N/A | #N/A | #N/A
[26 empty] | R410A | -38 | 602 | #N/A | #N/A | #N/A | #N/A | #N/A | #N/A | #N/A | #N/A | #N/A | #N/A | #N/A | #N/A | #N/A | #N/A | #N/A | #N/A | #N/A | #N/A | #N/A | #N/A | #N/A | #N/A | #N/A | #N/A | #N/A | #N/A | #N/A | #N/A | #N/A | #N/A | #N/A | #N/A | #N/A | #N/A | #N/A | #N/A | #N/A | #N/A | #N/A | #N/A | #N/A | #N/A | #N/A | #N/A | #N/A | #N/A | #N/A | #N/A | #N/A | #N/A | #N/A | #N/A | #N/A | #N/A | #N/A | #N/A | #N/A | #N/A | #N/A | #N/A | #N/A
[26 empty] | R410A | -37 | 603 | #N/A | #N/A | #N/A | #N/A | #N/A | #N/A | #N/A | #N/A | #N/A | #N/A | #N/A | #N/A | #N/A | #N/A | #N/A | #N/A | #N/A | #N/A | #N/A | #N/A | #N/A | #N/A | #N/A | #N/A | #N/A | #N/A | #N/A | #N/A | #N/A | #N/A | #N/A | #N/A | #N/A | #N/A | #N/A | #N/A | #N/A | #N/A | #N/A | #N/A | #N/A | #N/A | #N/A | #N/A | #N/A | #N/A | #N/A | #N/A | #N/A | #N/A | #N/A | #N/A | #N/A | #N/A | #N/A | #N/A | #N/A | #N/A | #N/A | #N/A | #N/A
[26 empty] | R410A | -36 | 604 | #N/A | #N/A | #N/A | #N/A | #N/A | #N/A | #N/A | #N/A | #N/A | #N/A | #N/A | #N/A | #N/A | #N/A | #N/A | #N/A | #N/A | #N/A | #N/A | #N/A | #N/A | #N/A | #N/A | #N/A | #N/A | #N/A | #N/A | #N/A | #N/A | #N/A | #N/A | #N/A | #N/A | #N/A | #N/A | #N/A | #N/A | #N/A | #N/A | #N/A | #N/A | #N/A | #N/A | #N/A | #N/A | #N/A | #N/A | #N/A | #N/A | #N/A | #N/A | #N/A | #N/A | #N/A | #N/A | #N/A | #N/A | #N/A | #N/A | #N/A | #N/A
[26 empty] | R410A | -35 | 605 | #N/A | #N/A | #N/A | #N/A | #N/A | #N/A | #N/A | #N/A | #N/A | #N/A | #N/A | #N/A | #N/A | #N/A | #N/A | #N/A | #N/A | #N/A | #N/A | #N/A | #N/A | #N/A | #N/A | #N/A | #N/A | #N/A | #N/A | #N/A | #N/A | #N/A | #N/A | #N/A | #N/A | #N/A | #N/A | #N/A | #N/A | #N/A | #N/A | #N/A | #N/A | #N/A | #N/A | #N/A | #N/A | #N/A | #N/A | #N/A | #N/A | #N/A | #N/A | #N/A | #N/A | #N/A | #N/A | #N/A | #N/A | #N/A | #N/A | #N/A | #N/A
[26 empty] | R410A | -34 | 606 | #N/A | #N/A | #N/A | #N/A | #N/A | #N/A | #N/A | #N/A | #N/A | #N/A | #N/A | #N/A | #N/A | #N/A | #N/A | #N/A | #N/A | #N/A | #N/A | #N/A | #N/A | #N/A | #N/A | #N/A | #N/A | #N/A | #N/A | #N/A | #N/A | #N/A | #N/A | #N/A | #N/A | #N/A | #N/A | #N/A | #N/A | #N/A | #N/A | #N/A | #N/A | #N/A | #N/A | #N/A | #N/A | #N/A | #N/A | #N/A | #N/A | #N/A | #N/A | #N/A | #N/A | #N/A | #N/A | #N/A | #N/A | #N/A | #N/A | #N/A | #N/A
[26 empty] | R410A | -33 | 607 | #N/A | #N/A | #N/A | #N/A | #N/A | #N/A | #N/A | #N/A | #N/A | #N/A | #N/A | #N/A | #N/A | #N/A | #N/A | #N/A | #N/A | #N/A | #N/A | #N/A | #N/A | #N/A | #N/A | #N/A | #N/A | #N/A | #N/A | #N/A | #N/A | #N/A | #N/A | #N/A | #N/A | #N/A | #N/A | #N/A | #N/A | #N/A | #N/A | #N/A | #N/A | #N/A | #N/A | #N/A | #N/A | #N/A | #N/A | #N/A | #N/A | #N/A | #N/A | #N/A | #N/A | #N/A | #N/A | #N/A | #N/A | #N/A | #N/A | #N/A | #N/A
[26 empty] | R410A | -32 | 608 | #N/A | #N/A | #N/A | #N/A | #N/A | #N/A | #N/A | #N/A | #N/A | #N/A | #N/A | #N/A | #N/A | #N/A | #N/A | #N/A | #N/A | #N/A | #N/A | #N/A | #N/A | #N/A | #N/A | #N/A | #N/A | #N/A | #N/A | #N/A | #N/A | #N/A | #N/A | #N/A | #N/A | #N/A | #N/A | #N/A | #N/A | #N/A | #N/A | #N/A | #N/A | #N/A | #N/A | #N/A | #N/A | #N/A | #N/A | #N/A | #N/A | #N/A | #N/A | #N/A | #N/A | #N/A | #N/A | #N/A | #N/A | #N/A | #N/A | #N/A | #N/A
[26 empty] | R410A | -31 | 609 | #N/A | #N/A | #N/A | #N/A | #N/A | #N/A | #N/A | #N/A | #N/A | #N/A | #N/A | #N/A | #N/A | #N/A | #N/A | #N/A | #N/A | #N/A | #N/A | #N/A | #N/A | #N/A | #N/A | #N/A | #N/A | #N/A | #N/A | #N/A | #N/A | #N/A | #N/A | #N/A | #N/A | #N/A | #N/A | #N/A | #N/A | #N/A | #N/A | #N/A | #N/A | #N/A | #N/A | #N/A | #N/A | #N/A | #N/A | #N/A | #N/A | #N/A | #N/A | #N/A | #N/A | #N/A | #N/A | #N/A | #N/A | #N/A | #N/A | #N/A | #N/A
[26 empty] | R410A | -30 | 610 | #N/A | #N/A | #N/A | #N/A | #N/A | #N/A | #N/A | #N/A | #N/A | #N/A | #N/A | #N/A | #N/A | #N/A | #N/A | #N/A | #N/A | #N/A | #N/A | #N/A | #N/A | #N/A | #N/A | #N/A | #N/A | #N/A | #N/A | #N/A | #N/A | #N/A | #N/A | #N/A | #N/A | #N/A | #N/A | #N/A | #N/A | #N/A | #N/A | #N/A | #N/A | #N/A | #N/A | #N/A | #N/A | #N/A | #N/A | #N/A | #N/A | #N/A | #N/A | #N/A | #N/A | #N/A | #N/A | #N/A | #N/A | #N/A | #N/A | #N/A | #N/A
[26 empty] | R410A | -29 | 611 | #N/A | #N/A | #N/A | #N/A | #N/A | #N/A | #N/A | #N/A | #N/A | #N/A | #N/A | #N/A | #N/A | #N/A | #N/A | #N/A | #N/A | #N/A | #N/A | #N/A | #N/A | #N/A | #N/A | #N/A | #N/A | #N/A | #N/A | #N/A | #N/A | #N/A | #N/A | #N/A | #N/A | #N/A | #N/A | #N/A | #N/A | #N/A | #N/A | #N/A | #N/A | #N/A | #N/A | #N/A | #N/A | #N/A | #N/A | #N/A | #N/A | #N/A | #N/A | #N/A | #N/A | #N/A | #N/A | #N/A | #N/A | #N/A | #N/A | #N/A | #N/A
[26 empty] | R410A | -28 | 612 | #N/A | #N/A | #N/A | #N/A | #N/A | #N/A | #N/A | #N/A | #N/A | #N/A | #N/A | #N/A | #N/A | #N/A | #N/A | #N/A | #N/A | #N/A | #N/A | #N/A | #N/A | #N/A | #N/A | #N/A | #N/A | #N/A | #N/A | #N/A | #N/A | #N/A | #N/A | #N/A | #N/A | #N/A | #N/A | #N/A | #N/A | #N/A | #N/A | #N/A | #N/A | #N/A | #N/A | #N/A | #N/A | #N/A | #N/A | #N/A | #N/A | #N/A | #N/A | #N/A | #N/A | #N/A | #N/A | #N/A | #N/A | #N/A | #N/A | #N/A | #N/A
[26 empty] | R410A | -27 | 613 | #N/A | #N/A | #N/A | #N/A | #N/A | #N/A | #N/A | #N/A | #N/A | #N/A | #N/A | #N/A | #N/A | #N/A | #N/A | #N/A | #N/A | #N/A | #N/A | #N/A | #N/A | #N/A | #N/A | #N/A | #N/A | #N/A | #N/A | #N/A | #N/A | #N/A | #N/A | #N/A | #N/A | #N/A | #N/A | #N/A | #N/A | #N/A | #N/A | #N/A | #N/A | #N/A | #N/A | #N/A | #N/A | #N/A | #N/A | #N/A | #N/A | #N/A | #N/A | #N/A | #N/A | #N/A | #N/A | #N/A | #N/A | #N/A | #N/A | #N/A | #N/A
[26 empty] | R410A | -26 | 614 | #N/A | #N/A | #N/A | #N/A | #N/A | #N/A | #N/A | #N/A | #N/A | #N/A | #N/A | #N/A | #N/A | #N/A | #N/A | #N/A | #N/A | #N/A | #N/A | #N/A | #N/A | #N/A | #N/A | #N/A | #N/A | #N/A | #N/A | #N/A | #N/A | #N/A | #N/A | #N/A | #N/A | #N/A | #N/A | #N/A | #N/A | #N/A | #N/A | #N/A | #N/A | #N/A | #N/A | #N/A | #N/A | #N/A | #N/A | #N/A | #N/A | #N/A | #N/A | #N/A | #N/A | #N/A | #N/A | #N/A | #N/A | #N/A | #N/A | #N/A | #N/A
[26 empty] | R410A | -25 | 615 | #N/A | #N/A | #N/A | #N/A | #N/A | #N/A | #N/A | #N/A | #N/A | #N/A | #N/A | #N/A | #N/A | #N/A | #N/A | #N/A | #N/A | #N/A | #N/A | #N/A | #N/A | #N/A | #N/A | #N/A | #N/A | #N/A | #N/A | #N/A | #N/A | #N/A | #N/A | #N/A | #N/A | #N/A | #N/A | #N/A | #N/A | #N/A | #N/A | #N/A | #N/A | #N/A | #N/A | #N/A | #N/A | #N/A | #N/A | #N/A | #N/A | #N/A | #N/A | #N/A | #N/A | #N/A | #N/A | #N/A | #N/A | #N/A | #N/A | #N/A | #N/A
[26 empty] | R410A | -24 | 616 | #N/A | #N/A | #N/A | #N/A | #N/A | #N/A | #N/A | #N/A | #N/A | #N/A | #N/A | #N/A | #N/A | #N/A | #N/A | #N/A | #N/A | #N/A | #N/A | #N/A | #N/A | #N/A | #N/A | #N/A | #N/A | #N/A | #N/A | #N/A | #N/A | #N/A | #N/A | #N/A | #N/A | #N/A | #N/A | #N/A | #N/A | #N/A | #N/A | #N/A | #N/A | #N/A | #N/A | #N/A | #N/A | #N/A | #N/A | #N/A | #N/A | #N/A | #N/A | #N/A | #N/A | #N/A | #N/A | #N/A | #N/A | #N/A | #N/A | #N/A | #N/A
[26 empty] | R410A | -23 | 617 | #N/A | #N/A | #N/A | #N/A | #N/A | #N/A | #N/A | #N/A | #N/A | #N/A | #N/A | #N/A | #N/A | #N/A | #N/A | #N/A | #N/A | #N/A | #N/A | #N/A | #N/A | #N/A | #N/A | #N/A | #N/A | #N/A | #N/A | #N/A | #N/A | #N/A | #N/A | #N/A | #N/A | #N/A | #N/A | #N/A | #N/A | #N/A | #N/A | #N/A | #N/A | #N/A | #N/A | #N/A | #N/A | #N/A | #N/A | #N/A | #N/A | #N/A | #N/A | #N/A | #N/A | #N/A | #N/A | #N/A | #N/A | #N/A | #N/A | #N/A | #N/A
[26 empty] | R410A | -22 | 618 | #N/A | #N/A | #N/A | #N/A | #N/A | #N/A | #N/A | #N/A | #N/A | #N/A | #N/A | #N/A | #N/A | #N/A | #N/A | #N/A | #N/A | #N/A | #N/A | #N/A | #N/A | #N/A | #N/A | #N/A | #N/A | #N/A | #N/A | #N/A | #N/A | #N/A | #N/A | #N/A | #N/A | #N/A | #N/A | #N/A | #N/A | #N/A | #N/A | #N/A | #N/A | #N/A | #N/A | #N/A | #N/A | #N/A | #N/A | #N/A | #N/A | #N/A | #N/A | #N/A | #N/A | #N/A | #N/A | #N/A | #N/A | #N/A | #N/A | #N/A | #N/A
[26 empty] | R410A | -21 | 619 | #N/A | #N/A | #N/A | #N/A | #N/A | #N/A | #N/A | #N/A | #N/A | #N/A | #N/A | #N/A | #N/A | #N/A | #N/A | #N/A | #N/A | #N/A | #N/A | #N/A | #N/A | #N/A | #N/A | #N/A | #N/A | #N/A | #N/A | #N/A | #N/A | #N/A | #N/A | #N/A | #N/A | #N/A | #N/A | #N/A | #N/A | #N/A | #N/A | #N/A | #N/A | #N/A | #N/A | #N/A | #N/A | #N/A | #N/A | #N/A | #N/A | #N/A | #N/A | #N/A | #N/A | #N/A | #N/A | #N/A | #N/A | #N/A | #N/A | #N/A | #N/A
[26 empty] | R410A | -20 | 620 | #N/A | #N/A | #N/A | #N/A | #N/A | #N/A | #N/A | #N/A | #N/A | #N/A | #N/A | #N/A | #N/A | #N/A | #N/A | #N/A | #N/A | #N/A | #N/A | #N/A | #N/A | #N/A | #N/A | #N/A | #N/A | #N/A | #N/A | #N/A | #N/A | #N/A | #N/A | #N/A | #N/A | #N/A | #N/A | #N/A | #N/A | #N/A | #N/A | #N/A | #N/A | #N/A | #N/A | #N/A | #N/A | #N/A | #N/A | #N/A | #N/A | #N/A | #N/A | #N/A | #N/A | #N/A | #N/A | #N/A | #N/A | #N/A | #N/A | #N/A | #N/A
[26 empty] | R410A | -19 | 621 | #N/A | #N/A | #N/A | #N/A | #N/A | #N/A | #N/A | #N/A | #N/A | #N/A | #N/A | #N/A | #N/A | #N/A | #N/A | #N/A | #N/A | #N/A | #N/A | #N/A | #N/A | #N/A | #N/A | #N/A | #N/A | #N/A | #N/A | #N/A | #N/A | #N/A | #N/A | #N/A | #N/A | #N/A | #N/A | #N/A | #N/A | #N/A | #N/A | #N/A | #N/A | #N/A | #N/A | #N/A | #N/A | #N/A | #N/A | #N/A | #N/A | #N/A | #N/A | #N/A | #N/A | #N/A | #N/A | #N/A | #N/A | #N/A | #N/A | #N/A | #N/A
[26 empty] | R410A | -18 | 622 | #N/A | #N/A | #N/A | #N/A | #N/A | #N/A | #N/A | #N/A | #N/A | #N/A | #N/A | #N/A | #N/A | #N/A | #N/A | #N/A | #N/A | #N/A | #N/A | #N/A | #N/A | #N/A | #N/A | #N/A | #N/A | #N/A | #N/A | #N/A | #N/A | #N/A | #N/A | #N/A | #N/A | #N/A | #N/A | #N/A | #N/A | #N/A | #N/A | #N/A | #N/A | #N/A | #N/A | #N/A | #N/A | #N/A | #N/A | #N/A | #N/A | #N/A | #N/A | #N/A | #N/A | #N/A | #N/A | #N/A | #N/A | #N/A | #N/A | #N/A | #N/A
[26 empty] | R410A | -17 | 623 | #N/A | #N/A | #N/A | #N/A | #N/A | #N/A | #N/A | #N/A | #N/A | #N/A | #N/A | #N/A | #N/A | #N/A | #N/A | #N/A | #N/A | #N/A | #N/A | #N/A | #N/A | #N/A | #N/A | #N/A | #N/A | #N/A | #N/A | #N/A | #N/A | #N/A | #N/A | #N/A | #N/A | #N/A | #N/A | #N/A | #N/A | #N/A | #N/A | #N/A | #N/A | #N/A | #N/A | #N/A | #N/A | #N/A | #N/A | #N/A | #N/A | #N/A | #N/A | #N/A | #N/A | #N/A | #N/A | #N/A | #N/A | #N/A | #N/A | #N/A | #N/A
[26 empty] | R410A | -16 | 624 | #N/A | #N/A | #N/A | #N/A | #N/A | #N/A | #N/A | #N/A | #N/A | #N/A | #N/A | #N/A | #N/A | #N/A | #N/A | #N/A | #N/A | #N/A | #N/A | #N/A | #N/A | #N/A | #N/A | #N/A | #N/A | #N/A | #N/A | #N/A | #N/A | #N/A | #N/A | #N/A | #N/A | #N/A | #N/A | #N/A | #N/A | #N/A | #N/A | #N/A | #N/A | #N/A | #N/A | #N/A | #N/A | #N/A | #N/A | #N/A | #N/A | #N/A | #N/A | #N/A | #N/A | #N/A | #N/A | #N/A | #N/A | #N/A | #N/A | #N/A | #N/A
[26 empty] | R410A | -15 | 625 | #N/A | #N/A | #N/A | #N/A | #N/A | #N/A | #N/A | #N/A | #N/A | #N/A | #N/A | #N/A | #N/A | #N/A | #N/A | #N/A | #N/A | #N/A | #N/A | #N/A | #N/A | #N/A | #N/A | #N/A | #N/A | #N/A | #N/A | #N/A | #N/A | #N/A | #N/A | #N/A | #N/A | #N/A | #N/A | #N/A | #N/A | #N/A | #N/A | #N/A | #N/A | #N/A | #N/A | #N/A | #N/A | #N/A | #N/A | #N/A | #N/A | #N/A | #N/A | #N/A | #N/A | #N/A | #N/A | #N/A | #N/A | #N/A | #N/A | #N/A | #N/A
[26 empty] | R410A | -14 | 626 | #N/A | #N/A | #N/A | #N/A | #N/A | #N/A | #N/A | #N/A | #N/A | #N/A | #N/A | #N/A | #N/A | #N/A | #N/A | #N/A | #N/A | #N/A | #N/A | #N/A | #N/A | #N/A | #N/A | #N/A | #N/A | #N/A | #N/A | #N/A | #N/A | #N/A | #N/A | #N/A | #N/A | #N/A | #N/A | #N/A | #N/A | #N/A | #N/A | #N/A | #N/A | #N/A | #N/A | #N/A | #N/A | #N/A | #N/A | #N/A | #N/A | #N/A | #N/A | #N/A | #N/A | #N/A | #N/A | #N/A | #N/A | #N/A | #N/A | #N/A | #N/A
[26 empty] | R410A | -13 | 627 | #N/A | #N/A | #N/A | #N/A | #N/A | #N/A | #N/A | #N/A | #N/A | #N/A | #N/A | #N/A | #N/A | #N/A | #N/A | #N/A | #N/A | #N/A | #N/A | #N/A | #N/A | #N/A | #N/A | #N/A | #N/A | #N/A | #N/A | #N/A | #N/A | #N/A | #N/A | #N/A | #N/A | #N/A | #N/A | #N/A | #N/A | #N/A | #N/A | #N/A | #N/A | #N/A | #N/A | #N/A | #N/A | #N/A | #N/A | #N/A | #N/A | #N/A | #N/A | #N/A | #N/A | #N/A | #N/A | #N/A | #N/A | #N/A | #N/A | #N/A | #N/A
[26 empty] | R410A | -12 | 628 | #N/A | #N/A | #N/A | #N/A | #N/A | #N/A | #N/A | #N/A | #N/A | #N/A | #N/A | #N/A | #N/A | #N/A | #N/A | #N/A | #N/A | #N/A | #N/A | #N/A | #N/A | #N/A | #N/A | #N/A | #N/A | #N/A | #N/A | #N/A | #N/A | #N/A | #N/A | #N/A | #N/A | #N/A | #N/A | #N/A | #N/A | #N/A | #N/A | #N/A | #N/A | #N/A | #N/A | #N/A | #N/A | #N/A | #N/A | #N/A | #N/A | #N/A | #N/A | #N/A | #N/A | #N/A | #N/A | #N/A | #N/A | #N/A | #N/A | #N/A | #N/A
[26 empty] | R410A | -11 | 629 | #N/A | #N/A | #N/A | #N/A | #N/A | #N/A | #N/A | #N/A | #N/A | #N/A | #N/A | #N/A | #N/A | #N/A | #N/A | #N/A | #N/A | #N/A | #N/A | #N/A | #N/A | #N/A | #N/A | #N/A | #N/A | #N/A | #N/A | #N/A | #N/A | #N/A | #N/A | #N/A | #N/A | #N/A | #N/A | #N/A | #N/A | #N/A | #N/A | #N/A | #N/A | #N/A | #N/A | #N/A | #N/A | #N/A | #N/A | #N/A | #N/A | #N/A | #N/A | #N/A | #N/A | #N/A | #N/A | #N/A | #N/A | #N/A | #N/A | #N/A | #N/A
[26 empty] | R410A | -10 | 630 | #N/A | #N/A | #N/A | #N/A | #N/A | #N/A | #N/A | #N/A | #N/A | #N/A | #N/A | #N/A | #N/A | #N/A | #N/A | #N/A | #N/A | #N/A | #N/A | #N/A | #N/A | #N/A | #N/A | #N/A | #N/A | #N/A | #N/A | #N/A | #N/A | #N/A | #N/A | #N/A | #N/A | #N/A | #N/A | #N/A | #N/A | #N/A | #N/A | #N/A | #N/A | #N/A | #N/A | #N/A | #N/A | #N/A | #N/A | #N/A | #N/A | #N/A | #N/A | #N/A | #N/A | #N/A | #N/A | #N/A | #N/A | #N/A | #N/A | #N/A | #N/A
[26 empty] | R410A | -9 | 631 | #N/A | #N/A | #N/A | #N/A | #N/A | #N/A | #N/A | #N/A | #N/A | #N/A | #N/A | #N/A | #N/A | #N/A | #N/A | #N/A | #N/A | #N/A | #N/A | #N/A | #N/A | #N/A | #N/A | #N/A | #N/A | #N/A | #N/A | #N/A | #N/A | #N/A | #N/A | #N/A | #N/A | #N/A | #N/A | #N/A | #N/A | #N/A | #N/A | #N/A | #N/A | #N/A | #N/A | #N/A | #N/A | #N/A | #N/A | #N/A | #N/A | #N/A | #N/A | #N/A | #N/A | #N/A | #N/A | #N/A | #N/A | #N/A | #N/A | #N/A | #N/A
[26 empty] | R410A | -8 | 632 | #N/A | #N/A | #N/A | #N/A | #N/A | #N/A | #N/A | #N/A | #N/A | #N/A | #N/A | #N/A | #N/A | #N/A | #N/A | #N/A | #N/A | #N/A | #N/A | #N/A | #N/A | #N/A | #N/A | #N/A | #N/A | #N/A | #N/A | #N/A | #N/A | #N/A | #N/A | #N/A | #N/A | #N/A | #N/A | #N/A | #N/A | #N/A | #N/A | #N/A | #N/A | #N/A | #N/A | #N/A | #N/A | #N/A | #N/A | #N/A | #N/A | #N/A | #N/A | #N/A | #N/A | #N/A | #N/A | #N/A | #N/A | #N/A | #N/A | #N/A | #N/A
[26 empty] | R410A | -7 | 633 | #N/A | #N/A | #N/A | #N/A | #N/A | #N/A | #N/A | #N/A | #N/A | #N/A | #N/A | #N/A | #N/A | #N/A | #N/A | #N/A | #N/A | #N/A | #N/A | #N/A | #N/A | #N/A | #N/A | #N/A | #N/A | #N/A | #N/A | #N/A | #N/A | #N/A | #N/A | #N/A | #N/A | #N/A | #N/A | #N/A | #N/A | #N/A | #N/A | #N/A | #N/A | #N/A | #N/A | #N/A | #N/A | #N/A | #N/A | #N/A | #N/A | #N/A | #N/A | #N/A | #N/A | #N/A | #N/A | #N/A | #N/A | #N/A | #N/A | #N/A | #N/A
[26 empty] | R410A | -6 | 634 | #N/A | #N/A | #N/A | #N/A | #N/A | #N/A | #N/A | #N/A | #N/A | #N/A | #N/A | #N/A | #N/A | #N/A | #N/A | #N/A | #N/A | #N/A | #N/A | #N/A | #N/A | #N/A | #N/A | #N/A | #N/A | #N/A | #N/A | #N/A | #N/A | #N/A | #N/A | #N/A | #N/A | #N/A | #N/A | #N/A | #N/A | #N/A | #N/A | #N/A | #N/A | #N/A | #N/A | #N/A | #N/A | #N/A | #N/A | #N/A | #N/A | #N/A | #N/A | #N/A | #N/A | #N/A | #N/A | #N/A | #N/A | #N/A | #N/A | #N/A | #N/A
[26 empty] | R410A | -5 | 635 | #N/A | #N/A | #N/A | #N/A | #N/A | #N/A | #N/A | #N/A | #N/A | #N/A | #N/A | #N/A | #N/A | #N/A | #N/A | #N/A | #N/A | #N/A | #N/A | #N/A | #N/A | #N/A | #N/A | #N/A | #N/A | #N/A | #N/A | #N/A | #N/A | #N/A | #N/A | #N/A | #N/A | #N/A | #N/A | #N/A | #N/A | #N/A | #N/A | #N/A | #N/A | #N/A | #N/A | #N/A | #N/A | #N/A | #N/A | #N/A | #N/A | #N/A | #N/A | #N/A | #N/A | #N/A | #N/A | #N/A | #N/A | #N/A | #N/A | #N/A | #N/A
[26 empty] | R410A | -4 | 636 | #N/A | #N/A | #N/A | #N/A | #N/A | #N/A | #N/A | #N/A | #N/A | #N/A | #N/A | #N/A | #N/A | #N/A | #N/A | #N/A | #N/A | #N/A | #N/A | #N/A | #N/A | #N/A | #N/A | #N/A | #N/A | #N/A | #N/A | #N/A | #N/A | #N/A | #N/A | #N/A | #N/A | #N/A | #N/A | #N/A | #N/A | #N/A | #N/A | #N/A | #N/A | #N/A | #N/A | #N/A | #N/A | #N/A | #N/A | #N/A | #N/A | #N/A | #N/A | #N/A | #N/A | #N/A | #N/A | #N/A | #N/A | #N/A | #N/A | #N/A | #N/A
[26 empty] | R410A | -3 | 637 | #N/A | #N/A | #N/A | #N/A | #N/A | #N/A | #N/A | #N/A | #N/A | #N/A | #N/A | #N/A | #N/A | #N/A | #N/A | #N/A | #N/A | #N/A | #N/A | #N/A | #N/A | #N/A | #N/A | #N/A | #N/A | #N/A | #N/A | #N/A | #N/A | #N/A | #N/A | #N/A | #N/A | #N/A | #N/A | #N/A | #N/A | #N/A | #N/A | #N/A | #N/A | #N/A | #N/A | #N/A | #N/A | #N/A | #N/A | #N/A | #N/A | #N/A | #N/A | #N/A | #N/A | #N/A | #N/A | #N/A | #N/A | #N/A | #N/A | #N/A | #N/A
[26 empty] | R410A | -2 | 638 | #N/A | #N/A | #N/A | #N/A | #N/A | #N/A | #N/A | #N/A | #N/A | #N/A | #N/A | #N/A | #N/A | #N/A | #N/A | #N/A | #N/A | #N/A | #N/A | #N/A | #N/A | #N/A | #N/A | #N/A | #N/A | #N/A | #N/A | #N/A | #N/A | #N/A | #N/A | #N/A | #N/A | #N/A | #N/A | #N/A | #N/A | #N/A | #N/A | #N/A | #N/A | #N/A | #N/A | #N/A | #N/A | #N/A | #N/A | #N/A | #N/A | #N/A | #N/A | #N/A | #N/A | #N/A | #N/A | #N/A | #N/A | #N/A | #N/A | #N/A | #N/A
[26 empty] | R410A | -1 | 639 | #N/A | #N/A | #N/A | #N/A | #N/A | #N/A | #N/A | #N/A | #N/A | #N/A | #N/A | #N/A | #N/A | #N/A | #N/A | #N/A | #N/A | #N/A | #N/A | #N/A | #N/A | #N/A | #N/A | #N/A | #N/A | #N/A | #N/A | #N/A | #N/A | #N/A | #N/A | #N/A | #N/A | #N/A | #N/A | #N/A | #N/A | #N/A | #N/A | #N/A | #N/A | #N/A | #N/A | #N/A | #N/A | #N/A | #N/A | #N/A | #N/A | #N/A | #N/A | #N/A | #N/A | #N/A | #N/A | #N/A | #N/A | #N/A | #N/A | #N/A | #N/A
[26 empty] | R410A | 0 | 640 | #N/A | #N/A | #N/A | #N/A | #N/A | #N/A | #N/A | #N/A | #N/A | #N/A | #N/A | #N/A | #N/A | #N/A | #N/A | #N/A | #N/A | #N/A | #N/A | #N/A | #N/A | #N/A | #N/A | #N/A | #N/A | #N/A | #N/A | #N/A | #N/A | #N/A | #N/A | #N/A | #N/A | #N/A | #N/A | #N/A | #N/A | #N/A | #N/A | #N/A | #N/A | #N/A | #N/A | #N/A | #N/A | #N/A | #N/A | #N/A | #N/A | #N/A | #N/A | #N/A | #N/A | #N/A | #N/A | #N/A | #N/A | #N/A | #N/A | #N/A | #N/A
[26 empty] | R410A | 1 | 641 | #N/A | #N/A | #N/A | #N/A | #N/A | #N/A | #N/A | #N/A | #N/A | #N/A | #N/A | #N/A | #N/A | #N/A | #N/A | #N/A | #N/A | #N/A | #N/A | #N/A | #N/A | #N/A | #N/A | #N/A | #N/A | #N/A | #N/A | #N/A | #N/A | #N/A | #N/A | #N/A | #N/A | #N/A | #N/A | #N/A | #N/A | #N/A | #N/A | #N/A | #N/A | #N/A | #N/A | #N/A | #N/A | #N/A | #N/A | #N/A | #N/A | #N/A | #N/A | #N/A | #N/A | #N/A | #N/A | #N/A | #N/A | #N/A | #N/A | #N/A | #N/A
[26 empty] | R410A | 2 | 642 | #N/A | #N/A | #N/A | #N/A | #N/A | #N/A | #N/A | #N/A | #N/A | #N/A | #N/A | #N/A | #N/A | #N/A | #N/A | #N/A | #N/A | #N/A | #N/A | #N/A | #N/A | #N/A | #N/A | #N/A | #N/A | #N/A | #N/A | #N/A | #N/A | #N/A | #N/A | #N/A | #N/A | #N/A | #N/A | #N/A | #N/A | #N/A | #N/A | #N/A | #N/A | #N/A | #N/A | #N/A | #N/A | #N/A | #N/A | #N/A | #N/A | #N/A | #N/A | #N/A | #N/A | #N/A | #N/A | #N/A | #N/A | #N/A | #N/A | #N/A | #N/A
[26 empty] | R410A | 3 | 643 | #N/A | #N/A | #N/A | #N/A | #N/A | #N/A | #N/A | #N/A | #N/A | #N/A | #N/A | #N/A | #N/A | #N/A | #N/A | #N/A | #N/A | #N/A | #N/A | #N/A | #N/A | #N/A | #N/A | #N/A | #N/A | #N/A | #N/A | #N/A | #N/A | #N/A | #N/A | #N/A | #N/A | #N/A | #N/A | #N/A | #N/A | #N/A | #N/A | #N/A | #N/A | #N/A | #N/A | #N/A | #N/A | #N/A | #N/A | #N/A | #N/A | #N/A | #N/A | #N/A | #N/A | #N/A | #N/A | #N/A | #N/A | #N/A | #N/A | #N/A | #N/A
[26 empty] | R410A | 4 | 644 | #N/A | #N/A | #N/A | #N/A | #N/A | #N/A | #N/A | #N/A | #N/A | #N/A | #N/A | #N/A | #N/A | #N/A | #N/A | #N/A | #N/A | #N/A | #N/A | #N/A | #N/A | #N/A | #N/A | #N/A | #N/A | #N/A | #N/A | #N/A | #N/A | #N/A | #N/A | #N/A | #N/A | #N/A | #N/A | #N/A | #N/A | #N/A | #N/A | #N/A | #N/A | #N/A | #N/A | #N/A | #N/A | #N/A | #N/A | #N/A | #N/A | #N/A | #N/A | #N/A | #N/A | #N/A | #N/A | #N/A | #N/A | #N/A | #N/A | #N/A | #N/A
[26 empty] | R410A | 5 | 645 | #N/A | #N/A | #N/A | #N/A | #N/A | #N/A | #N/A | #N/A | #N/A | #N/A | #N/A | #N/A | #N/A | #N/A | #N/A | #N/A | #N/A | #N/A | #N/A | #N/A | #N/A | #N/A | #N/A | #N/A | #N/A | #N/A | #N/A | #N/A | #N/A | #N/A | #N/A | #N/A | #N/A | #N/A | #N/A | #N/A | #N/A | #N/A | #N/A | #N/A | #N/A | #N/A | #N/A | #N/A | #N/A | #N/A | #N/A | #N/A | #N/A | #N/A | #N/A | #N/A | #N/A | #N/A | #N/A | #N/A | #N/A | #N/A | #N/A | #N/A | #N/A
[26 empty] | R410A | 6 | 646 | #N/A | #N/A | #N/A | #N/A | #N/A | #N/A | #N/A | #N/A | #N/A | #N/A | #N/A | #N/A | #N/A | #N/A | #N/A | #N/A | #N/A | #N/A | #N/A | #N/A | #N/A | #N/A | #N/A | #N/A | #N/A | #N/A | #N/A | #N/A | #N/A | #N/A | #N/A | #N/A | #N/A | #N/A | #N/A | #N/A | #N/A | #N/A | #N/A | #N/A | #N/A | #N/A | #N/A | #N/A | #N/A | #N/A | #N/A | #N/A | #N/A | #N/A | #N/A | #N/A | #N/A | #N/A | #N/A | #N/A | #N/A | #N/A | #N/A | #N/A | #N/A
[26 empty] | R410A | 7 | 647 | #N/A | #N/A | #N/A | #N/A | #N/A | #N/A | #N/A | #N/A | #N/A | #N/A | #N/A | #N/A | #N/A | #N/A | #N/A | #N/A | #N/A | #N/A | #N/A | #N/A | #N/A | #N/A | #N/A | #N/A | #N/A | #N/A | #N/A | #N/A | #N/A | #N/A | #N/A | #N/A | #N/A | #N/A | #N/A | #N/A | #N/A | #N/A | #N/A | #N/A | #N/A | #N/A | #N/A | #N/A | #N/A | #N/A | #N/A | #N/A | #N/A | #N/A | #N/A | #N/A | #N/A | #N/A | #N/A | #N/A | #N/A | #N/A | #N/A | #N/A | #N/A
[26 empty] | R410A | 8 | 648 | #N/A | #N/A | #N/A | #N/A | #N/A | #N/A | #N/A | #N/A | #N/A | #N/A | #N/A | #N/A | #N/A | #N/A | #N/A | #N/A | #N/A | #N/A | #N/A | #N/A | #N/A | #N/A | #N/A | #N/A | #N/A | #N/A | #N/A | #N/A | #N/A | #N/A | #N/A | #N/A | #N/A | #N/A | #N/A | #N/A | #N/A | #N/A | #N/A | #N/A | #N/A | #N/A | #N/A | #N/A | #N/A | #N/A | #N/A | #N/A | #N/A | #N/A | #N/A | #N/A | #N/A | #N/A | #N/A | #N/A | #N/A | #N/A | #N/A | #N/A | #N/A
[26 empty] | R410A | 9 | 649 | #N/A | #N/A | #N/A | #N/A | #N/A | #N/A | #N/A | #N/A | #N/A | #N/A | #N/A | #N/A | #N/A | #N/A | #N/A | #N/A | #N/A | #N/A | #N/A | #N/A | #N/A | #N/A | #N/A | #N/A | #N/A | #N/A | #N/A | #N/A | #N/A | #N/A | #N/A | #N/A | #N/A | #N/A | #N/A | #N/A | #N/A | #N/A | #N/A | #N/A | #N/A | #N/A | #N/A | #N/A | #N/A | #N/A | #N/A | #N/A | #N/A | #N/A | #N/A | #N/A | #N/A | #N/A | #N/A | #N/A | #N/A | #N/A | #N/A | #N/A | #N/A
[26 empty] | R410A | 10 | 650 | 56.1046 | 56.2629 | 56.4205 | 56.5772 | 56.7332 | 56.8883 | 57.0426 | 57.1962 | 57.3488 | 57.5005 | 57.6513 | 57.8013 | 57.9503 | 58.0984 | 58.2456 | 58.3918 | 58.5371 | 58.6813 | 58.8246 | 58.9668 | 59.1081 | 59.2482 | 59.3874 | 59.5254 | 59.6624 | 59.7983 | 59.9331 | 60.0667 | 60.1992 | 60.3306 | 60.4607 | 60.5897 | 60.7175 | 60.844 | 60.9693 | 61.0933 | 61.216 | 61.3375 | 61.4576 | 61.5763 | 61.6937 | 61.8103 | 61.925 | 62.0382 | 62.15 | 62.2604 | 62.3692 | 62.4766 | 62.5823 | 62.6866 | 62.7892 | #N/A | #N/A | #N/A | #N/A | #N/A | #N/A | #N/A | #N/A | #N/A | #N/A
[26 empty] | R410A | 11 | 651 | 55.5364 | 55.6944 | 55.8517 | 56.0081 | 56.1638 | 56.3186 | 56.4727 | 56.6259 | 56.7782 | 56.9296 | 57.0802 | 57.2299 | 57.3786 | 57.5264 | 57.6733 | 57.8193 | 57.9642 | 58.1082 | 58.2512 | 58.3932 | 58.5341 | 58.674 | 58.8129 | 58.9507 | 59.0874 | 59.2231 | 59.3576 | 59.491 | 59.6232 | 59.7543 | 59.8842 | 60.0129 | 60.1405 | 60.2667 | 60.3918 | 60.5156 | 60.6381 | 60.7593 | 60.8791 | 60.9977 | 61.1149 | 61.2312 | 61.3457 | 61.4587 | 61.5703 | 61.6804 | 61.7891 | 61.8962 | 62.0018 | 62.1058 | 62.2082 | 62.309 | #N/A | #N/A | #N/A | #N/A | #N/A | #N/A | #N/A | #N/A | #N/A
[26 empty] | R410A | 12 | 652 | 54.9671 | 55.1248 | 55.2818 | 55.438 | 55.5933 | 55.7479 | 55.9016 | 56.0545 | 56.2065 | 56.3577 | 56.5079 | 56.6573 | 56.8058 | 56.9533 | 57.0999 | 57.2456 | 57.3902 | 57.5339 | 57.6767 | 57.8184 | 57.959 | 58.0987 | 58.2373 | 58.3748 | 58.5113 | 58.6467 | 58.7809 | 58.914 | 59.046 | 59.1769 | 59.3065 | 59.435 | 59.5623 | 59.6883 | 59.8131 | 59.9366 | 60.0589 | 60.1799 | 60.2995 | 60.4178 | 60.5348 | 60.6509 | 60.7651 | 60.878 | 60.9893 | 61.0993 | 61.2077 | 61.3146 | 61.42 | 61.5238 | 61.626 | 61.7266 | 61.8256 | #N/A | #N/A | #N/A | #N/A | #N/A | #N/A | #N/A | #N/A
[26 empty] | R410A | 13 | 653 | 54.3967 | 54.5541 | 54.7108 | 54.8666 | 55.0217 | 55.1759 | 55.3293 | 55.482 | 55.6337 | 55.7845 | 55.9345 | 56.0836 | 56.2318 | 56.379 | 56.5253 | 56.6707 | 56.8151 | 56.9585 | 57.1009 | 57.2424 | 57.3828 | 57.5222 | 57.6605 | 57.7978 | 57.9339 | 58.069 | 58.203 | 58.3359 | 58.4676 | 58.5982 | 58.7276 | 58.8558 | 58.9829 | 59.1087 | 59.2332 | 59.3565 | 59.4785 | 59.5993 | 59.7187 | 59.8368 | 59.9535 | 60.0694 | 60.1834 | 60.296 | 60.4071 | 60.5168 | 60.6251 | 60.7318 | 60.8369 | 60.9405 | 61.0426 | 61.143 | 61.2417 | 61.3388 | #N/A | #N/A | #N/A | #N/A | #N/A | #N/A | #N/A
[26 empty] | R410A | 14 | 654 | 53.8251 | 53.9822 | 54.1386 | 54.2941 | 54.4489 | 54.6028 | 54.7559 | 54.9082 | 55.0597 | 55.2102 | 55.3599 | 55.5087 | 55.6566 | 55.8035 | 55.9495 | 56.0946 | 56.2387 | 56.3819 | 56.524 | 56.6652 | 56.8053 | 56.9444 | 57.0824 | 57.2194 | 57.3554 | 57.4902 | 57.6239 | 57.7565 | 57.888 | 58.0183 | 58.1475 | 58.2754 | 58.4022 | 58.5277 | 58.652 | 58.7751 | 58.8969 | 59.0174 | 59.1365 | 59.2544 | 59.3709 | 59.4865 | 59.6003 | 59.7127 | 59.8237 | 59.9331 | 60.0411 | 60.1476 | 60.2526 | 60.356 | 60.4578 | 60.558 | 60.6566 | 60.7535 | 60.8486 | #N/A | #N/A | #N/A | #N/A | #N/A | #N/A
[26 empty] | R410A | 15 | 655 | 53.2524 | 53.4091 | 53.5652 | 53.7204 | 53.8748 | 54.0285 | 54.1813 | 54.3333 | 54.4844 | 54.6347 | 54.784 | 54.9325 | 55.0801 | 55.2268 | 55.3725 | 55.5173 | 55.6611 | 55.8039 | 55.9458 | 56.0867 | 56.2265 | 56.3653 | 56.5031 | 56.6398 | 56.7755 | 56.9101 | 57.0435 | 57.1758 | 57.3071 | 57.4371 | 57.566 | 57.6937 | 57.8202 | 57.9455 | 58.0696 | 58.1924 | 58.3139 | 58.4342 | 58.5531 | 58.6707 | 58.787 | 58.9024 | 59.016 | 59.1281 | 59.2388 | 59.3481 | 59.4559 | 59.5622 | 59.6669 | 59.7701 | 59.8717 | 59.9717 | 60.0701 | 60.1668 | 60.2618 | 60.355 | #N/A | #N/A | #N/A | #N/A | #N/A
[26 empty] | R410A | 16 | 656 | 52.6783 | 52.8348 | 52.9905 | 53.1454 | 53.2995 | 53.4529 | 53.6053 | 53.7571 | 53.9079 | 54.0578 | 54.2069 | 54.3551 | 54.5024 | 54.6487 | 54.7942 | 54.9386 | 55.0822 | 55.2247 | 55.3663 | 55.5069 | 55.6465 | 55.785 | 55.9225 | 56.0589 | 56.1943 | 56.3286 | 56.4618 | 56.5938 | 56.7248 | 56.8546 | 56.9832 | 57.1107 | 57.2369 | 57.362 | 57.4858 | 57.6083 | 57.7296 | 57.8496 | 57.9683 | 58.0857 | 58.2017 | 58.3169 | 58.4302 | 58.5421 | 58.6526 | 58.7617 | 58.8692 | 58.9753 | 59.0798 | 59.1828 | 59.2842 | 59.384 | 59.4822 | 59.5787 | 59.6735 | 59.7665 | 59.8578 | #N/A | #N/A | #N/A | #N/A
[26 empty] | R410A | 17 | 657 | 52.103 | 52.2592 | 52.4145 | 52.5691 | 52.723 | 52.8759 | 53.0281 | 53.1795 | 53.33 | 53.4797 | 53.6284 | 53.7763 | 53.9233 | 54.0693 | 54.2145 | 54.3587 | 54.5019 | 54.6442 | 54.7855 | 54.9258 | 55.065 | 55.2033 | 55.3405 | 55.4767 | 55.6118 | 55.7458 | 55.8787 | 56.0105 | 56.1411 | 56.2707 | 56.399 | 56.5262 | 56.6522 | 56.777 | 56.9005 | 57.0229 | 57.1439 | 57.2636 | 57.3821 | 57.4992 | 57.615 | 57.73 | 57.8431 | 57.9548 | 58.065 | 58.1738 | 58.2812 | 58.387 | 58.4914 | 58.5941 | 58.6953 | 58.7949 | 58.8929 | 58.9892 | 59.0838 | 59.1766 | 59.2677 | 59.357 | #N/A | #N/A | #N/A
[26 empty] | R410A | 18 | 658 | 51.5264 | 51.6822 | 51.8373 | 51.9915 | 52.145 | 52.2977 | 52.4496 | 52.6006 | 52.7508 | 52.9002 | 53.0486 | 53.1962 | 53.3428 | 53.4886 | 53.6334 | 53.7773 | 53.9203 | 54.0622 | 54.2032 | 54.3432 | 54.4822 | 54.6202 | 54.7571 | 54.893 | 55.0278 | 55.1615 | 55.2941 | 55.4257 | 55.5561 | 55.6853 | 55.8134 | 55.9403 | 56.0661 | 56.1906 | 56.3139 | 56.4359 | 56.5567 | 56.6762 | 56.7944 | 56.9113 | 57.0269 | 57.1416 | 57.2544 | 57.3659 | 57.4759 | 57.5845 | 57.6916 | 57.7973 | 57.9014 | 58.0039 | 58.1049 | 58.2043 | 58.3021 | 58.3981 | 58.4925 | 58.5852 | 58.6761 | 58.7653 | 58.8526 | #N/A | #N/A
[26 empty] | R410A | 19 | 659 | 50.9484 | 51.1039 | 51.2586 | 51.4125 | 51.5657 | 51.718 | 51.8696 | 52.0203 | 52.1702 | 52.3192 | 52.4674 | 52.6146 | 52.761 | 52.9064 | 53.051 | 53.1945 | 53.3372 | 53.4789 | 53.6195 | 53.7592 | 53.8979 | 54.0356 | 54.1722 | 54.3078 | 54.4424 | 54.5758 | 54.7082 | 54.8394 | 54.9695 | 55.0985 | 55.2263 | 55.353 | 55.4785 | 55.6027 | 55.7257 | 55.8475 | 55.9681 | 56.0873 | 56.2053 | 56.3219 | 56.4372 | 56.5517 | 56.6643 | 56.7755 | 56.8853 | 56.9937 | 57.1006 | 57.206 | 57.3099 | 57.4122 | 57.513 | 57.6122 | 57.7097 | 57.8056 | 57.8998 | 57.9923 | 58.083 | 58.1719 | 58.259 | 58.3443 | #N/A
[26 empty] | R410A | 20 | 660 | 50.3689 | 50.5241 | 50.6785 | 50.8321 | 50.9849 | 51.137 | 51.2882 | 51.4386 | 51.5882 | 51.7368 | 51.8847 | 52.0316 | 52.1777 | 52.3228 | 52.467 | 52.6103 | 52.7526 | 52.894 | 53.0344 | 53.1738 | 53.3122 | 53.4495 | 53.5859 | 53.7212 | 53.8554 | 53.9886 | 54.1207 | 54.2516 | 54.3815 | 54.5102 | 54.6377 | 54.7641 | 54.8893 | 55.0133 | 55.1361 | 55.2576 | 55.3779 | 55.4969 | 55.6146 | 55.7309 | 55.846 | 55.9602 | 56.0726 | 56.1836 | 56.2932 | 56.4013 | 56.5079 | 56.6131 | 56.7168 | 56.8189 | 56.9195 | 57.0184 | 57.1158 | 57.2114 | 57.3054 | 57.3977 | 57.4882 | 57.577 | 57.6639 | 57.749 | 57.8321
[26 empty] | R410A | 21 | 661 | 49.788 | 49.9428 | 50.0969 | 50.2502 | 50.4027 | 50.5544 | 50.7053 | 50.8554 | 51.0046 | 51.153 | 51.3005 | 51.4471 | 51.5928 | 51.7376 | 51.8815 | 52.0245 | 52.1665 | 52.3076 | 52.4477 | 52.5868 | 52.7249 | 52.8619 | 52.998 | 53.133 | 53.2669 | 53.3998 | 53.5316 | 53.6623 | 53.7918 | 53.9202 | 54.0475 | 54.1736 | 54.2985 | 54.4223 | 54.5448 | 54.666 | 54.7861 | 54.9048 | 55.0222 | 55.1384 | 55.2532 | 55.3671 | 55.4793 | 55.59 | 55.6994 | 55.8072 | 55.9137 | 56.0186 | 56.1221 | 56.224 | 56.3243 | 56.423 | 56.5202 | 56.6156 | 56.7094 | 56.8015 | 56.8918 | 56.9804 | 57.0671 | 57.152 | 57.235
[26 empty] | R410A | 22 | 662 | 49.2056 | 49.36 | 49.5138 | 49.6667 | 49.8189 | 49.9702 | 50.1208 | 50.2706 | 50.4195 | 50.5675 | 50.7147 | 50.861 | 51.0064 | 51.1509 | 51.2945 | 51.4371 | 51.5788 | 51.7196 | 51.8594 | 51.9981 | 52.1359 | 52.2727 | 52.4085 | 52.5432 | 52.6768 | 52.8094 | 52.9409 | 53.0713 | 53.2005 | 53.3287 | 53.4557 | 53.5815 | 53.7062 | 53.8296 | 53.9518 | 54.0728 | 54.1926 | 54.3111 | 54.4282 | 54.5441 | 54.6587 | 54.7724 | 54.8843 | 54.9948 | 55.1039 | 55.2115 | 55.3177 | 55.4224 | 55.5256 | 55.6273 | 55.7274 | 55.826 | 55.9229 | 56.0181 | 56.1117 | 56.2036 | 56.2937 | 56.3821 | 56.4686 | 56.5533 | 56.6361
[26 empty] | R410A | 23 | 663 | 48.6215 | 48.7757 | 48.9291 | 49.0817 | 49.2335 | 49.3845 | 49.5347 | 49.6842 | 49.8327 | 49.9804 | 50.1273 | 50.2733 | 50.4183 | 50.5625 | 50.7058 | 50.8481 | 50.9895 | 51.1299 | 51.2694 | 51.4079 | 51.5454 | 51.6818 | 51.8173 | 51.9517 | 52.085 | 52.2173 | 52.3485 | 52.4786 | 52.6076 | 52.7354 | 52.8621 | 52.9877 | 53.1121 | 53.2352 | 53.3572 | 53.4779 | 53.5974 | 53.7156 | 53.8325 | 53.9481 | 54.0624 | 54.1759 | 54.2875 | 54.3978 | 54.5066 | 54.6141 | 54.72 | 54.8245 | 54.9275 | 55.0289 | 55.1288 | 55.2271 | 55.3238 | 55.4189 | 55.5122 | 55.6039 | 55.6938 | 55.782 | 55.8683 | 55.9528 | 56.0355
[26 empty] | R410A | 24 | 664 | 48.0359 | 48.1897 | 48.3427 | 48.495 | 48.6464 | 48.7971 | 48.947 | 49.0961 | 49.2443 | 49.3917 | 49.5382 | 49.6838 | 49.8286 | 49.9724 | 50.1154 | 50.2574 | 50.3985 | 50.5386 | 50.6777 | 50.8159 | 50.9531 | 51.0892 | 51.2243 | 51.3584 | 51.4915 | 51.6235 | 51.7544 | 51.8842 | 52.0129 | 52.1404 | 52.2669 | 52.3921 | 52.5162 | 52.6391 | 52.7608 | 52.8812 | 53.0004 | 53.1184 | 53.235 | 53.3504 | 53.4644 | 53.5776 | 53.689 | 53.799 | 53.9076 | 54.0148 | 54.1205 | 54.2247 | 54.3275 | 54.4287 | 54.5284 | 54.6265 | 54.7229 | 54.8178 | 54.9109 | 55.0024 | 55.0921 | 55.1801 | 55.2662 | 55.3505 | 55.433
[26 empty] | R410A | 25 | 665 | 47.4485 | 47.602 | 47.7546 | 47.9065 | 48.0577 | 48.208 | 48.3575 | 48.5063 | 48.6542 | 48.8012 | 48.9474 | 49.0927 | 49.2371 | 49.3806 | 49.5232 | 49.6649 | 49.8057 | 49.9454 | 50.0843 | 50.2221 | 50.359 | 50.4948 | 50.6296 | 50.7634 | 50.8962 | 51.0278 | 51.1584 | 51.2879 | 51.4163 | 51.5436 | 51.6697 | 51.7947 | 51.9185 | 52.0411 | 52.1625 | 52.2827 | 52.4016 | 52.5193 | 52.6357 | 52.7508 | 52.8645 | 52.9775 | 53.0886 | 53.1984 | 53.3067 | 53.4136 | 53.5191 | 53.6231 | 53.7256 | 53.8266 | 53.926 | 54.0239 | 54.1201 | 54.2148 | 54.3077 | 54.399 | 54.4885 | 54.5762 | 54.6622 | 54.7463 | 54.8285
[26 empty] | R410A | 26 | 666 | 46.8594 | 47.0125 | 47.1648 | 47.3164 | 47.4671 | 47.6171 | 47.7663 | 47.9147 | 48.0622 | 48.2089 | 48.3548 | 48.4997 | 48.6438 | 48.787 | 48.9293 | 49.0706 | 49.211 | 49.3505 | 49.489 | 49.6265 | 49.763 | 49.8986 | 50.0331 | 50.1665 | 50.299 | 50.4303 | 50.5606 | 50.6898 | 50.8179 | 50.9449 | 51.0707 | 51.1954 | 51.3189 | 51.4412 | 51.5624 | 51.6822 | 51.8009 | 51.9183 | 52.0344 | 52.1492 | 52.2627 | 52.3754 | 52.4863 | 52.5958 | 52.7039 | 52.8105 | 52.9158 | 53.0195 | 53.1218 | 53.2225 | 53.3217 | 53.4194 | 53.5154 | 53.6098 | 53.7025 | 53.7936 | 53.8829 | 53.9704 | 54.0562 | 54.1401 | 54.2221
[26 empty] | R410A | 27 | 667 | 46.2685 | 46.4212 | 46.5731 | 46.7243 | 46.8747 | 47.0244 | 47.1732 | 47.3212 | 47.4684 | 47.6148 | 47.7602 | 47.9049 | 48.0486 | 48.1914 | 48.3334 | 48.4744 | 48.6145 | 48.7536 | 48.8918 | 49.029 | 49.1652 | 49.3004 | 49.4346 | 49.5677 | 49.6998 | 49.8309 | 49.9609 | 50.0898 | 50.2175 | 50.3442 | 50.4698 | 50.5941 | 50.7174 | 50.8394 | 50.9602 | 51.0798 | 51.1982 | 51.3153 | 51.4311 | 51.5457 | 51.6589 | 51.7713 | 51.8819 | 51.9912 | 52.099 | 52.2054 | 52.3104 | 52.4139 | 52.5159 | 52.6164 | 52.7154 | 52.8128 | 52.9086 | 53.0028 | 53.0953 | 53.1861 | 53.2752 | 53.3625 | 53.4481 | 53.5318 | 53.6136
[26 empty] | R410A | 28 | 668 | 45.6756 | 45.828 | 45.9795 | 46.1304 | 46.2804 | 46.4297 | 46.5781 | 46.7258 | 46.8727 | 47.0187 | 47.1638 | 47.3081 | 47.4514 | 47.5939 | 47.7355 | 47.8762 | 48.0159 | 48.1547 | 48.2926 | 48.4294 | 48.5653 | 48.7002 | 48.8341 | 48.9669 | 49.0987 | 49.2294 | 49.3591 | 49.4877 | 49.6151 | 49.7415 | 49.8667 | 49.9908 | 50.1137 | 50.2355 | 50.356 | 50.4753 | 50.5934 | 50.7102 | 50.8258 | 50.9401 | 51.053 | 51.1652 | 51.2755 | 51.3845 | 51.492 | 51.5982 | 51.7029 | 51.8062 | 51.908 | 52.0082 | 52.107 | 52.2041 | 52.2997 | 52.3936 | 52.4859 | 52.5765 | 52.6654 | 52.7525 | 52.8379 | 52.9214 | 53.003
[26 empty] | R410A | 29 | 669 | 45.0808 | 45.2328 | 45.384 | 45.5344 | 45.6841 | 45.833 | 45.9811 | 46.1284 | 46.2749 | 46.4205 | 46.5653 | 46.7092 | 46.8523 | 46.9944 | 47.1356 | 47.276 | 47.4154 | 47.5538 | 47.6913 | 47.8278 | 47.9634 | 48.0979 | 48.2315 | 48.364 | 48.4954 | 48.6259 | 48.7552 | 48.8835 | 49.0106 | 49.1367 | 49.2616 | 49.3854 | 49.508 | 49.6294 | 49.7497 | 49.8687 | 49.9865 | 50.103 | 50.2183 | 50.3323 | 50.445 | 50.5568 | 50.6669 | 50.7756 | 50.8829 | 50.9888 | 51.0933 | 51.1963 | 51.2978 | 51.3978 | 51.4963 | 51.5932 | 51.6886 | 51.7823 | 51.8743 | 51.9647 | 52.0534 | 52.1403 | 52.2254 | 52.3087 | 52.3902
[26 empty] | R410A | 30 | 670 | 44.4839 | 44.6355 | 44.7863 | 44.9364 | 45.0857 | 45.2343 | 45.382 | 45.5289 | 45.675 | 45.8203 | 45.9647 | 46.1083 | 46.251 | 46.3927 | 46.5336 | 46.6736 | 46.8126 | 46.9508 | 47.0879 | 47.2241 | 47.3593 | 47.4935 | 47.6267 | 47.7589 | 47.89 | 48.0201 | 48.1491 | 48.2771 | 48.4039 | 48.5297 | 48.6543 | 48.7777 | 48.9 | 49.0212 | 49.1411 | 49.2598 | 49.3773 | 49.4936 | 49.6086 | 49.7223 | 49.8347 | 49.9463 | 50.0561 | 50.1645 | 50.2715 | 50.3772 | 50.4814 | 50.5841 | 50.6854 | 50.7852 | 50.8834 | 50.9801 | 51.0752 | 51.1686 | 51.2605 | 51.3506 | 51.4391 | 51.5257 | 51.6107 | 51.6938 | 51.775
[26 empty] | R410A | 31 | 671 | 43.8849 | 44.0361 | 44.1866 | 44.3363 | 44.4852 | 44.6333 | 44.7807 | 44.9273 | 45.073 | 45.2179 | 45.3619 | 45.5051 | 45.6474 | 45.7889 | 45.9294 | 46.069 | 46.2077 | 46.3455 | 46.4823 | 46.6181 | 46.753 | 46.8868 | 47.0197 | 47.1515 | 47.2823 | 47.4121 | 47.5408 | 47.6684 | 47.7949 | 47.9203 | 48.0446 | 48.1678 | 48.2898 | 48.4106 | 48.5302 | 48.6487 | 48.7659 | 48.8818 | 48.9965 | 49.1099 | 49.222 | 49.3333 | 49.4428 | 49.551 | 49.6578 | 49.7631 | 49.8671 | 49.9696 | 50.0706 | 50.1701 | 50.2681 | 50.3645 | 50.4594 | 50.5526 | 50.6442 | 50.7341 | 50.8223 | 50.9088 | 50.9935 | 51.0764 | 51.1574
[26 empty] | R410A | 32 | 672 | 43.2837 | 43.4345 | 43.5845 | 43.7338 | 43.8824 | 44.0301 | 44.1771 | 44.3233 | 44.4687 | 44.6132 | 44.7569 | 44.8997 | 45.0416 | 45.1827 | 45.3228 | 45.4621 | 45.6004 | 45.7378 | 45.8743 | 46.0098 | 46.1443 | 46.2778 | 46.4103 | 46.5418 | 46.6723 | 46.8017 | 46.9301 | 47.0573 | 47.1835 | 47.3086 | 47.4326 | 47.5554 | 47.6771 | 47.7976 | 47.917 | 48.0351 | 48.152 | 48.2676 | 48.382 | 48.4951 | 48.6069 | 48.718 | 48.8272 | 48.9351 | 49.0416 | 49.1466 | 49.2503 | 49.3525 | 49.4533 | 49.5525 | 49.6503 | 49.7465 | 49.8411 | 49.9341 | 50.0254 | 50.1151 | 50.2031 | 50.2893 | 50.3738 | 50.4565 | 50.5373
[26 empty] | R410A | 33 | 673 | 42.6801 | 42.8305 | 42.9802 | 43.1291 | 43.2772 | 43.4246 | 43.5712 | 43.717 | 43.862 | 44.0061 | 44.1494 | 44.2918 | 44.4334 | 44.5741 | 44.7139 | 44.8528 | 44.9907 | 45.1278 | 45.2639 | 45.399 | 45.5332 | 45.6663 | 45.7985 | 45.9296 | 46.0598 | 46.1888 | 46.3169 | 46.4438 | 46.5697 | 46.6944 | 46.8181 | 46.9406 | 47.0619 | 47.1821 | 47.3011 | 47.419 | 47.5355 | 47.6509 | 47.765 | 47.8778 | 47.9893 | 48.1 | 48.209 | 48.3166 | 48.4228 | 48.5276 | 48.631 | 48.7329 | 48.8334 | 48.9324 | 49.0299 | 49.1258 | 49.2202 | 49.3129 | 49.404 | 49.4935 | 49.5812 | 49.6673 | 49.7515 | 49.834 | 49.9146
[26 empty] | R410A | 34 | 674 | 42.0741 | 42.2241 | 42.3734 | 42.5219 | 42.6696 | 42.8166 | 42.9628 | 43.1082 | 43.2528 | 43.3965 | 43.5394 | 43.6815 | 43.8227 | 43.963 | 44.1024 | 44.2409 | 44.3785 | 44.5152 | 44.6509 | 44.7857 | 44.9195 | 45.0523 | 45.1841 | 45.3149 | 45.4447 | 45.5734 | 45.7011 | 45.8277 | 45.9532 | 46.0776 | 46.2009 | 46.3231 | 46.4442 | 46.564 | 46.6827 | 46.8002 | 46.9165 | 47.0315 | 47.1453 | 47.2578 | 47.369 | 47.4795 | 47.5881 | 47.6954 | 47.8013 | 47.9059 | 48.009 | 48.1107 | 48.2109 | 48.3096 | 48.4068 | 48.5025 | 48.5966 | 48.6891 | 48.7799 | 48.8692 | 48.9567 | 49.0425 | 49.1265 | 49.2087 | 49.2891
[26 empty] | R410A | 35 | 675 | 41.4656 | 41.6151 | 41.764 | 41.9121 | 42.0594 | 42.206 | 42.3518 | 42.4968 | 42.641 | 42.7844 | 42.9269 | 43.0686 | 43.2094 | 43.3493 | 43.4883 | 43.6264 | 43.7637 | 43.9 | 44.0353 | 44.1697 | 44.3031 | 44.4356 | 44.567 | 44.6975 | 44.8269 | 44.9553 | 45.0826 | 45.2088 | 45.334 | 45.4581 | 45.5811 | 45.7029 | 45.8236 | 45.9432 | 46.0615 | 46.1787 | 46.2946 | 46.4094 | 46.5228 | 46.635 | 46.746 | 46.8561 | 46.9644 | 47.0714 | 47.1771 | 47.2813 | 47.3841 | 47.4855 | 47.5855 | 47.6839 | 47.7809 | 47.8763 | 47.9701 | 48.0624 | 48.153 | 48.242 | 48.3293 | 48.4148 | 48.4986 | 48.5806 | 48.6608
[26 empty] | R410A | 36 | 676 | 40.8544 | 41.0035 | 41.152 | 41.2997 | 41.4466 | 41.5927 | 41.7381 | 41.8827 | 42.0265 | 42.1695 | 42.3116 | 42.4529 | 42.5933 | 42.7328 | 42.8715 | 43.0092 | 43.146 | 43.2819 | 43.4169 | 43.5509 | 43.684 | 43.8161 | 43.9471 | 44.0772 | 44.2063 | 44.3343 | 44.4613 | 44.5872 | 44.712 | 44.8357 | 44.9584 | 45.0799 | 45.2002 | 45.3194 | 45.4375 | 45.5543 | 45.6699 | 45.7843 | 45.8975 | 46.0094 | 46.12 | 46.2298 | 46.3378 | 46.4445 | 46.5499 | 46.6538 | 46.7564 | 46.8575 | 46.9572 | 47.0553 | 47.152 | 47.2472 | 47.3407 | 47.4327 | 47.5231 | 47.6118 | 47.6988 | 47.7842 | 47.8677 | 47.9495 | 48.0295
[26 empty] | R410A | 37 | 677 | 40.2404 | 40.3891 | 40.5371 | 40.6844 | 40.8309 | 40.9766 | 41.1216 | 41.2658 | 41.4092 | 41.5517 | 41.6934 | 41.8343 | 41.9743 | 42.1134 | 42.2517 | 42.3891 | 42.5255 | 42.661 | 42.7956 | 42.9292 | 43.0619 | 43.1936 | 43.3243 | 43.454 | 43.5827 | 43.7104 | 43.837 | 43.9625 | 44.087 | 44.2104 | 44.3326 | 44.4538 | 44.5738 | 44.6927 | 44.8104 | 44.9269 | 45.0422 | 45.1563 | 45.2691 | 45.3807 | 45.4909 | 45.6005 | 45.7082 | 45.8146 | 45.9196 | 46.0233 | 46.1255 | 46.2264 | 46.3257 | 46.4236 | 46.52 | 46.6149 | 46.7082 | 46.7999 | 46.89 | 46.9785 | 47.0653 | 47.1504 | 47.2337 | 47.3152 | 47.395
[26 empty] | R410A | 38 | 678 | 39.6235 | 39.7718 | 39.9193 | 40.0662 | 40.2123 | 40.3576 | 40.5021 | 40.6459 | 40.7889 | 40.931 | 41.0723 | 41.2127 | 41.3523 | 41.4911 | 41.6289 | 41.7659 | 41.9019 | 42.037 | 42.1712 | 42.3045 | 42.4368 | 42.5681 | 42.6984 | 42.8277 | 42.956 | 43.0833 | 43.2096 | 43.3347 | 43.4588 | 43.5819 | 43.7038 | 43.8246 | 43.9443 | 44.0628 | 44.1801 | 44.2963 | 44.4113 | 44.525 | 44.6375 | 44.7487 | 44.8587 | 44.9679 | 45.0753 | 45.1814 | 45.2861 | 45.3895 | 45.4914 | 45.592 | 45.6911 | 45.7887 | 45.8848 | 45.9794 | 46.0724 | 46.1639 | 46.2537 | 46.3419 | 46.4285 | 46.5133 | 46.5964 | 46.6777 | 46.7572
[26 empty] | R410A | 39 | 679 | 39.0035 | 39.1513 | 39.2985 | 39.4449 | 39.5905 | 39.7354 | 39.8795 | 40.0229 | 40.1654 | 40.3071 | 40.448 | 40.588 | 40.7272 | 40.8655 | 41.0029 | 41.1395 | 41.2751 | 41.4098 | 41.5436 | 41.6765 | 41.8084 | 41.9393 | 42.0692 | 42.1982 | 42.3261 | 42.453 | 42.5789 | 42.7037 | 42.8274 | 42.9501 | 43.0716 | 43.1921 | 43.3114 | 43.4295 | 43.5465 | 43.6624 | 43.777 | 43.8904 | 44.0026 | 44.1135 | 44.2231 | 44.332 | 44.4391 | 44.5448 | 44.6493 | 44.7523 | 44.854 | 44.9542 | 45.053 | 45.1503 | 45.2461 | 45.3404 | 45.4332 | 45.5244 | 45.614 | 45.7019 | 45.7882 | 45.8728 | 45.9556 | 46.0367 | 46.1159
[26 empty] | R410A | 40 | 680 | 38.3802 | 38.5276 | 38.6743 | 38.8203 | 38.9655 | 39.1099 | 39.2536 | 39.3965 | 39.5386 | 39.6799 | 39.8203 | 39.9599 | 40.0987 | 40.2366 | 40.3736 | 40.5097 | 40.645 | 40.7793 | 40.9126 | 41.0451 | 41.1766 | 41.3071 | 41.4366 | 41.5652 | 41.6927 | 41.8192 | 41.9447 | 42.0691 | 42.1925 | 42.3148 | 42.436 | 42.5561 | 42.675 | 42.7928 | 42.9094 | 43.0249 | 43.1392 | 43.2522 | 43.3641 | 43.4746 | 43.5839 | 43.6925 | 43.7992 | 43.9047 | 44.0088 | 44.1115 | 44.2129 | 44.3128 | 44.4113 | 44.5083 | 44.6039 | 44.6979 | 44.7904 | 44.8813 | 44.9706 | 45.0582 | 45.1443 | 45.2286 | 45.3111 | 45.392 | 45.471
[26 empty] | R410A | 41 | 681 | 37.7535 | 37.9005 | 38.0467 | 38.1922 | 38.337 | 38.481 | 38.6242 | 38.7667 | 38.9083 | 39.0492 | 39.1892 | 39.3283 | 39.4667 | 39.6041 | 39.7407 | 39.8764 | 40.0112 | 40.1451 | 40.2781 | 40.4101 | 40.5412 | 40.6713 | 40.8004 | 40.9286 | 41.0557 | 41.1818 | 41.3069 | 41.431 | 41.5539 | 41.6758 | 41.7967 | 41.9164 | 42.0349 | 42.1524 | 42.2686 | 42.3838 | 42.4977 | 42.6104 | 42.7219 | 42.8321 | 42.941 | 43.0492 | 43.1557 | 43.2608 | 43.3646 | 43.467 | 43.568 | 43.6676 | 43.7658 | 43.8625 | 43.9578 | 44.0515 | 44.1437 | 44.2343 | 44.3233 | 44.4107 | 44.4965 | 44.5805 | 44.6629 | 44.7434 | 44.8222
[26 empty] | R410A | 42 | 682 | 37.1233 | 37.2697 | 37.4155 | 37.5605 | 37.7048 | 37.8484 | 37.9911 | 38.1332 | 38.2743 | 38.4147 | 38.5543 | 38.693 | 38.8309 | 38.9679 | 39.1041 | 39.2393 | 39.3737 | 39.5072 | 39.6397 | 39.7713 | 39.902 | 40.0317 | 40.1604 | 40.2882 | 40.4149 | 40.5406 | 40.6653 | 40.7889 | 40.9115 | 41.033 | 41.1535 | 41.2728 | 41.391 | 41.508 | 41.6239 | 41.7387 | 41.8522 | 41.9646 | 42.0757 | 42.1856 | 42.2942 | 42.402 | 42.5081 | 42.6129 | 42.7164 | 42.8184 | 42.9191 | 43.0184 | 43.1163 | 43.2127 | 43.3077 | 43.4011 | 43.493 | 43.5833 | 43.6721 | 43.7592 | 43.8447 | 43.9284 | 44.0105 | 44.0908 | 44.1693
[26 empty] | R410A | 43 | 683 | 36.4891 | 36.6352 | 36.7804 | 36.925 | 37.0688 | 37.2119 | 37.3542 | 37.4957 | 37.6365 | 37.7764 | 37.9155 | 38.0538 | 38.1912 | 38.3278 | 38.4635 | 38.5983 | 38.7322 | 38.8653 | 38.9974 | 39.1285 | 39.2588 | 39.3881 | 39.5164 | 39.6437 | 39.77 | 39.8953 | 40.0196 | 40.1428 | 40.265 | 40.3861 | 40.5061 | 40.6251 | 40.7429 | 40.8595 | 40.9751 | 41.0894 | 41.2026 | 41.3146 | 41.4254 | 41.5349 | 41.6431 | 41.7506 | 41.8564 | 41.9608 | 42.0639 | 42.1657 | 42.266 | 42.365 | 42.4626 | 42.5587 | 42.6533 | 42.7464 | 42.838 | 42.928 | 43.0165 | 43.1033 | 43.1885 | 43.272 | 43.3538 | 43.4339 | 43.5121
[26 empty] | R410A | 44 | 684 | 35.851 | 35.9965 | 36.1413 | 36.2853 | 36.4287 | 36.5713 | 36.7131 | 36.8542 | 36.9944 | 37.1339 | 37.2725 | 37.4103 | 37.5473 | 37.6834 | 37.8187 | 37.953 | 38.0865 | 38.2191 | 38.3508 | 38.4815 | 38.6113 | 38.7401 | 38.868 | 38.9949 | 39.1208 | 39.2457 | 39.3695 | 39.4923 | 39.6141 | 39.7348 | 39.8544 | 39.973 | 40.0904 | 40.2067 | 40.3218 | 40.4358 | 40.5486 | 40.6602 | 40.7706 | 40.8797 | 40.9876 | 41.0948 | 41.2001 | 41.3042 | 41.407 | 41.5084 | 41.6084 | 41.7071 | 41.8043 | 41.9001 | 41.9944 | 42.0872 | 42.1785 | 42.2682 | 42.3564 | 42.4429 | 42.5278 | 42.611 | 42.6926 | 42.7723 | 42.8503
[26 empty] | R410A | 45 | 685 | 35.2084 | 35.3535 | 35.4978 | 35.6413 | 35.7842 | 35.9263 | 36.0676 | 36.2082 | 36.3479 | 36.4869 | 36.6251 | 36.7624 | 36.8989 | 37.0346 | 37.1693 | 37.3032 | 37.4363 | 37.5684 | 37.6996 | 37.8299 | 37.9592 | 38.0876 | 38.2151 | 38.3415 | 38.467 | 38.5914 | 38.7149 | 38.8373 | 38.9586 | 39.0789 | 39.1981 | 39.3162 | 39.4332 | 39.5491 | 39.6639 | 39.7774 | 39.8899 | 40.0011 | 40.1111 | 40.2198 | 40.3274 | 40.4341 | 40.5392 | 40.6429 | 40.7453 | 40.8464 | 40.946 | 41.0443 | 41.1412 | 41.2367 | 41.3307 | 41.4231 | 41.5141 | 41.6035 | 41.6914 | 41.7776 | 41.8622 | 41.9452 | 42.0264 | 42.1059 | 42.1836
[26 empty] | R410A | 46 | 686 | 34.5613 | 34.7058 | 34.8496 | 34.9926 | 35.135 | 35.2766 | 35.4174 | 35.5575 | 35.6968 | 35.8352 | 35.9729 | 36.1098 | 36.2458 | 36.3809 | 36.5152 | 36.6487 | 36.7812 | 36.9129 | 37.0436 | 37.1734 | 37.3023 | 37.4303 | 37.5572 | 37.6832 | 37.8083 | 37.9323 | 38.0553 | 38.1772 | 38.2982 | 38.418 | 38.5368 | 38.6545 | 38.7711 | 38.8866 | 39.0009 | 39.1141 | 39.2261 | 39.3369 | 39.4465 | 39.5549 | 39.6621 | 39.7684 | 39.8731 | 39.9765 | 40.0785 | 40.1792 | 40.2785 | 40.3765 | 40.473 | 40.5681 | 40.6618 | 40.7539 | 40.8446 | 40.9337 | 41.0212 | 41.1072 | 41.1915 | 41.2741 | 41.3551 | 41.4343 | 41.5118
[26 empty] | R410A | 47 | 687 | 33.9092 | 34.0532 | 34.1964 | 34.339 | 34.4808 | 34.6219 | 34.7622 | 34.9018 | 35.0405 | 35.1785 | 35.3157 | 35.452 | 35.5875 | 35.7222 | 35.856 | 35.989 | 36.121 | 36.2522 | 36.3825 | 36.5118 | 36.6402 | 36.7677 | 36.8942 | 37.0198 | 37.1443 | 37.2679 | 37.3904 | 37.5119 | 37.6324 | 37.7518 | 37.8702 | 37.9875 | 38.1036 | 38.2187 | 38.3326 | 38.4454 | 38.557 | 38.6674 | 38.7766 | 38.8846 | 38.9913 | 39.0973 | 39.2016 | 39.3046 | 39.4063 | 39.5066 | 39.6056 | 39.7032 | 39.7993 | 39.8941 | 39.9874 | 40.0792 | 40.1696 | 40.2583 | 40.3456 | 40.4312 | 40.5152 | 40.5975 | 40.6782 | 40.7571 | 40.8343
[26 empty] | R410A | 48 | 688 | 33.2518 | 33.3952 | 33.538 | 33.68 | 33.8212 | 33.9618 | 34.1016 | 34.2406 | 34.3789 | 34.5163 | 34.653 | 34.7888 | 34.9238 | 35.058 | 35.1913 | 35.3237 | 35.4553 | 35.586 | 35.7157 | 35.8446 | 35.9725 | 36.0995 | 36.2256 | 36.3506 | 36.4747 | 36.5978 | 36.7199 | 36.841 | 36.961 | 37.08 | 37.1979 | 37.3147 | 37.4304 | 37.5451 | 37.6586 | 37.7709 | 37.8821 | 37.9921 | 38.1009 | 38.2085 | 38.3148 | 38.4204 | 38.5243 | 38.6269 | 38.7282 | 38.8281 | 38.9267 | 39.024 | 39.1198 | 39.2142 | 39.3071 | 39.3986 | 39.4886 | 39.577 | 39.6639 | 39.7492 | 39.8329 | 39.915 | 39.9953 | 40.0739 | 40.1508
[26 empty] | R410A | 49 | 689 | 32.5887 | 32.7316 | 32.8737 | 33.0152 | 33.1559 | 33.2959 | 33.4351 | 33.5737 | 33.7114 | 33.8483 | 33.9844 | 34.1197 | 34.2542 | 34.3878 | 34.5206 | 34.6526 | 34.7836 | 34.9138 | 35.0431 | 35.1714 | 35.2989 | 35.4254 | 35.5509 | 35.6755 | 35.7991 | 35.9217 | 36.0433 | 36.1639 | 36.2835 | 36.402 | 36.5194 | 36.6358 | 36.7511 | 36.8653 | 36.9783 | 37.0902 | 37.201 | 37.3105 | 37.4189 | 37.5261 | 37.632 | 37.7372 | 37.8407 | 37.9429 | 38.0438 | 38.1434 | 38.2416 | 38.3384 | 38.4339 | 38.5279 | 38.6205 | 38.7116 | 38.8013 | 38.8894 | 38.9759 | 39.0609 | 39.1442 | 39.226 | 39.306 | 39.3843 | 39.4609
[26 empty] | R410A | 50 | 690 | 31.9194 | 32.0617 | 32.2033 | 32.3442 | 32.4843 | 32.6238 | 32.7624 | 32.9004 | 33.0376 | 33.1739 | 33.3095 | 33.4443 | 33.5782 | 33.7113 | 33.8436 | 33.975 | 34.1055 | 34.2352 | 34.3639 | 34.4918 | 34.6187 | 34.7447 | 34.8697 | 34.9938 | 35.1169 | 35.239 | 35.3602 | 35.4803 | 35.5994 | 35.7174 | 35.8344 | 35.9503 | 36.0651 | 36.1788 | 36.2914 | 36.4029 | 36.5132 | 36.6223 | 36.7303 | 36.837 | 36.9425 | 37.0473 | 37.1503 | 37.2521 | 37.3526 | 37.4518 | 37.5496 | 37.6461 | 37.7411 | 37.8348 | 37.927 | 38.0178 | 38.107 | 38.1948 | 38.281 | 38.3656 | 38.4486 | 38.53 | 38.6098 | 38.6878 | 38.764
[26 empty] | R410A | 51 | 691 | 31.2434 | 31.3851 | 31.5261 | 31.6664 | 31.806 | 31.9448 | 32.083 | 32.2203 | 32.3569 | 32.4927 | 32.6277 | 32.7619 | 32.8953 | 33.0279 | 33.1596 | 33.2905 | 33.4204 | 33.5496 | 33.6778 | 33.8051 | 33.9315 | 34.057 | 34.1815 | 34.3051 | 34.4277 | 34.5493 | 34.6699 | 34.7895 | 34.9081 | 35.0256 | 35.1421 | 35.2576 | 35.3719 | 35.4851 | 35.5973 | 35.7083 | 35.8181 | 35.9268 | 36.0343 | 36.1406 | 36.2457 | 36.35 | 36.4526 | 36.554 | 36.6541 | 36.7528 | 36.8502 | 36.9463 | 37.041 | 37.1342 | 37.2261 | 37.3164 | 37.4053 | 37.4927 | 37.5786 | 37.6629 | 37.7455 | 37.8266 | 37.906 | 37.9837 | 38.0596
[26 empty] | R410A | 52 | 692 | 30.5601 | 30.7012 | 30.8416 | 30.9813 | 31.1203 | 31.2586 | 31.3961 | 31.5329 | 31.6689 | 31.8041 | 31.9385 | 32.0721 | 32.2049 | 32.3369 | 32.4681 | 32.5984 | 32.7278 | 32.8564 | 32.984 | 33.1108 | 33.2366 | 33.3616 | 33.4856 | 33.6086 | 33.7307 | 33.8518 | 33.9719 | 34.091 | 34.209 | 34.3261 | 34.4421 | 34.557 | 34.6708 | 34.7836 | 34.8952 | 35.0058 | 35.1151 | 35.2233 | 35.3304 | 35.4362 | 35.5408 | 35.6447 | 35.7469 | 35.8478 | 35.9475 | 36.0458 | 36.1428 | 36.2385 | 36.3327 | 36.4256 | 36.517 | 36.607 | 36.6955 | 36.7826 | 36.868 | 36.9519 | 37.0343 | 37.115 | 37.194 | 37.2714 | 37.347
[26 empty] | R410A | 53 | 693 | 29.8689 | 30.0094 | 30.1491 | 30.2882 | 30.4266 | 30.5642 | 30.7011 | 30.8373 | 30.9727 | 31.1073 | 31.2411 | 31.3741 | 31.5064 | 31.6378 | 31.7683 | 31.898 | 32.0269 | 32.1549 | 32.282 | 32.4082 | 32.5334 | 32.6578 | 32.7812 | 32.9037 | 33.0253 | 33.1458 | 33.2654 | 33.3839 | 33.5015 | 33.618 | 33.7335 | 33.8479 | 33.9612 | 34.0735 | 34.1846 | 34.2946 | 34.4035 | 34.5113 | 34.6178 | 34.7232 | 34.8273 | 34.9307 | 35.0325 | 35.133 | 35.2321 | 35.33 | 35.4266 | 35.5218 | 35.6157 | 35.7081 | 35.7992 | 35.8887 | 35.9769 | 36.0635 | 36.1486 | 36.2321 | 36.3141 | 36.3944 | 36.4731 | 36.5501 | 36.6254
[26 empty] | R410A | 54 | 694 | 29.1689 | 29.3087 | 29.4479 | 29.5863 | 29.724 | 29.861 | 29.9973 | 30.1328 | 30.2676 | 30.4016 | 30.5348 | 30.6672 | 30.7988 | 30.9296 | 31.0595 | 31.1886 | 31.3169 | 31.4442 | 31.5708 | 31.6964 | 31.8211 | 31.9449 | 32.0677 | 32.1896 | 32.3106 | 32.4306 | 32.5496 | 32.6676 | 32.7846 | 32.9006 | 33.0155 | 33.1294 | 33.2422 | 33.3539 | 33.4646 | 33.5741 | 33.6824 | 33.7897 | 33.8957 | 34.0006 | 34.1043 | 34.2072 | 34.3085 | 34.4085 | 34.5072 | 34.6046 | 34.7008 | 34.7955 | 34.8889 | 34.981 | 35.0716 | 35.1607 | 35.2484 | 35.3347 | 35.4194 | 35.5025 | 35.5841 | 35.6641 | 35.7424 | 35.819 | 35.894
[26 empty] | R410A | 55 | 695 | 28.4594 | 28.5985 | 28.7369 | 28.8747 | 29.0117 | 29.1481 | 29.2836 | 29.4185 | 29.5526 | 29.686 | 29.8185 | 29.9503 | 30.0813 | 30.2114 | 30.3407 | 30.4692 | 30.5968 | 30.7236 | 30.8495 | 30.9745 | 31.0986 | 31.2218 | 31.344 | 31.4654 | 31.5857 | 31.7051 | 31.8236 | 31.941 | 32.0574 | 32.1728 | 32.2872 | 32.4005 | 32.5128 | 32.624 | 32.7341 | 32.8431 | 32.9509 | 33.0576 | 33.1632 | 33.2675 | 33.3707 | 33.4731 | 33.5739 | 33.6734 | 33.7717 | 33.8686 | 33.9643 | 34.0586 | 34.1515 | 34.2431 | 34.3333 | 34.422 | 34.5093 | 34.5951 | 34.6794 | 34.7621 | 34.8433 | 34.9229 | 35.0008 | 35.0771 | 35.1517
[26 empty] | R410A | 56 | 696 | 27.7391 | 27.8775 | 28.0153 | 28.1523 | 28.2887 | 28.4243 | 28.5592 | 28.6934 | 28.8268 | 28.9595 | 29.0914 | 29.2225 | 29.3528 | 29.4822 | 29.6109 | 29.7387 | 29.8657 | 29.9918 | 30.1171 | 30.2414 | 30.3649 | 30.4875 | 30.6091 | 30.7298 | 30.8496 | 30.9684 | 31.0862 | 31.203 | 31.3189 | 31.4337 | 31.5475 | 31.6602 | 31.7719 | 31.8825 | 31.9921 | 32.1005 | 32.2078 | 32.314 | 32.419 | 32.5228 | 32.6254 | 32.7273 | 32.8276 | 32.9266 | 33.0244 | 33.1208 | 33.216 | 33.3098 | 33.4023 | 33.4934 | 33.5831 | 33.6714 | 33.7582 | 33.8436 | 33.9275 | 34.0098 | 34.0906 | 34.1697 | 34.2473 | 34.3232 | 34.3974
[26 empty] | R410A | 57 | 697 | 27.007 | 27.1446 | 27.2816 | 27.418 | 27.5536 | 27.6885 | 27.8227 | 27.9562 | 28.0889 | 28.2208 | 28.352 | 28.4824 | 28.612 | 28.7408 | 28.8688 | 28.9959 | 29.1222 | 29.2476 | 29.3722 | 29.4959 | 29.6187 | 29.7406 | 29.8616 | 29.9817 | 30.1008 | 30.219 | 30.3362 | 30.4524 | 30.5676 | 30.6818 | 30.795 | 30.9071 | 31.0182 | 31.1283 | 31.2372 | 31.345 | 31.4518 | 31.5574 | 31.6618 | 31.7651 | 31.8672 | 31.9685 | 32.0683 | 32.1667 | 32.264 | 32.3599 | 32.4546 | 32.5479 | 32.6399 | 32.7305 | 32.8197 | 32.9076 | 32.9939 | 33.0788 | 33.1623 | 33.2441 | 33.3245 | 33.4032 | 33.4804 | 33.5558 | 33.6296
[26 empty] | R410A | 58 | 698 | 26.2615 | 26.3984 | 26.5347 | 26.6702 | 26.8051 | 26.9392 | 27.0726 | 27.2054 | 27.3373 | 27.4685 | 27.599 | 27.7286 | 27.8575 | 27.9856 | 28.1128 | 28.2392 | 28.3648 | 28.4896 | 28.6134 | 28.7364 | 28.8586 | 28.9798 | 29.1001 | 29.2195 | 29.3379 | 29.4554 | 29.5719 | 29.6875 | 29.8021 | 29.9156 | 30.0282 | 30.1397 | 30.2502 | 30.3596 | 30.4679 | 30.5751 | 30.6813 | 30.7863 | 30.8901 | 30.9928 | 31.0943 | 31.1951 | 31.2943 | 31.3922 | 31.4889 | 31.5843 | 31.6784 | 31.7712 | 31.8627 | 31.9528 | 32.0415 | 32.1289 | 32.2147 | 32.2992 | 32.3821 | 32.4635 | 32.5434 | 32.6217 | 32.6984 | 32.7735 | 32.8469
[26 empty] | R410A | 59 | 699 | 25.501 | 25.6371 | 25.7726 | 25.9073 | 26.0413 | 26.1747 | 26.3073 | 26.4393 | 26.5704 | 26.7009 | 26.8305 | 26.9594 | 27.0875 | 27.2148 | 27.3413 | 27.467 | 27.5918 | 27.7158 | 27.8389 | 27.9612 | 28.0826 | 28.2031 | 28.3227 | 28.4413 | 28.5591 | 28.6759 | 28.7917 | 28.9066 | 29.0205 | 29.1334 | 29.2452 | 29.3561 | 29.4659 | 29.5747 | 29.6823 | 29.7889 | 29.8944 | 29.9988 | 30.102 | 30.2041 | 30.305 | 30.4052 | 30.5038 | 30.6011 | 30.6972 | 30.7921 | 30.8856 | 30.9779 | 31.0688 | 31.1584 | 31.2466 | 31.3334 | 31.4188 | 31.5027 | 31.5851 | 31.6661 | 31.7455 | 31.8233 | 31.8996 | 31.9742 | 32.0471
[26 empty] | R410A | 60 | 700 | 24.7235 | 24.8587 | 24.9933 | 25.1272 | 25.2604 | 25.3929 | 25.5247 | 25.6558 | 25.7861 | 25.9157 | 26.0446 | 26.1726 | 26.2999 | 26.4264 | 26.5521 | 26.677 | 26.801 | 26.9242 | 27.0466 | 27.1681 | 27.2887 | 27.4084 | 27.5272 | 27.6452 | 27.7621 | 27.8782 | 27.9933 | 28.1074 | 28.2206 | 28.3328 | 28.444 | 28.5541 | 28.6632 | 28.7713 | 28.8783 | 28.9842 | 29.089 | 29.1927 | 29.2953 | 29.3967 | 29.497 | 29.5966 | 29.6945 | 29.7912 | 29.8867 | 29.981 | 30.0739 | 30.1656 | 30.2559 | 30.3449 | 30.4326 | 30.5188 | 30.6037 | 30.6871 | 30.769 | 30.8494 | 30.9283 | 31.0056 | 31.0814 | 31.1555 | 31.228
[26 empty] | R410A | 61 | 701 | 23.9265 | 24.0608 | 24.1944 | 24.3274 | 24.4597 | 24.5913 | 24.7222 | 24.8524 | 24.9818 | 25.1106 | 25.2385 | 25.3657 | 25.4921 | 25.6178 | 25.7426 | 25.8666 | 25.9898 | 26.1122 | 26.2337 | 26.3544 | 26.4742 | 26.5931 | 26.7111 | 26.8282 | 26.9444 | 27.0597 | 27.174 | 27.2874 | 27.3998 | 27.5112 | 27.6216 | 27.731 | 27.8394 | 27.9467 | 28.053 | 28.1582 | 28.2623 | 28.3653 | 28.4672 | 28.5679 | 28.6675 | 28.7664 | 28.8637 | 28.9597 | 29.0546 | 29.1482 | 29.2405 | 29.3315 | 29.4213 | 29.5097 | 29.5967 | 29.6824 | 29.7666 | 29.8495 | 29.9308 | 30.0107 | 30.0891 | 30.1659 | 30.2411 | 30.3147 | 30.3867
[26 empty] | R410A | 62 | 702 | 23.1068 | 23.2401 | 23.3728 | 23.5048 | 23.6361 | 23.7668 | 23.8967 | 24.026 | 24.1545 | 24.2822 | 24.4093 | 24.5355 | 24.661 | 24.7857 | 24.9096 | 25.0328 | 25.155 | 25.2765 | 25.3972 | 25.5169 | 25.6359 | 25.7539 | 25.8711 | 25.9873 | 26.1027 | 26.2171 | 26.3306 | 26.4431 | 26.5547 | 26.6652 | 26.7748 | 26.8834 | 26.991 | 27.0976 | 27.2031 | 27.3075 | 27.4108 | 27.5131 | 27.6142 | 27.7142 | 27.8131 | 27.9112 | 28.0078 | 28.1032 | 28.1973 | 28.2902 | 28.3819 | 28.4722 | 28.5613 | 28.6491 | 28.7355 | 28.8205 | 28.9041 | 28.9864 | 29.0671 | 29.1464 | 29.2242 | 29.3005 | 29.3751 | 29.4482 | 29.5197
[26 empty] | R410A | 63 | 703 | 22.2608 | 22.3931 | 22.5247 | 22.6556 | 22.7859 | 22.9155 | 23.0444 | 23.1726 | 23.3001 | 23.4268 | 23.5528 | 23.6781 | 23.8026 | 23.9263 | 24.0492 | 24.1713 | 24.2926 | 24.4131 | 24.5328 | 24.6516 | 24.7696 | 24.8867 | 25.0029 | 25.1182 | 25.2327 | 25.3462 | 25.4587 | 25.5704 | 25.6811 | 25.7908 | 25.8995 | 26.0072 | 26.1139 | 26.2196 | 26.3243 | 26.4279 | 26.5304 | 26.6318 | 26.7321 | 26.8313 | 26.9294 | 27.0268 | 27.1226 | 27.2172 | 27.3106 | 27.4027 | 27.4937 | 27.5833 | 27.6717 | 27.7587 | 27.8444 | 27.9288 | 28.0118 | 28.0933 | 28.1734 | 28.2521 | 28.3293 | 28.4049 | 28.479 | 28.5515 | 28.6224
[26 empty] | R410A | 64 | 704 | 21.3835 | 21.5145 | 21.645 | 21.7748 | 21.9039 | 22.0323 | 22.1601 | 22.2872 | 22.4136 | 22.5392 | 22.6641 | 22.7882 | 22.9116 | 23.0342 | 23.1561 | 23.2771 | 23.3974 | 23.5168 | 23.6354 | 23.7532 | 23.8701 | 23.9862 | 24.1014 | 24.2157 | 24.3291 | 24.4416 | 24.5532 | 24.6638 | 24.7735 | 24.8823 | 24.99 | 25.0968 | 25.2026 | 25.3074 | 25.4111 | 25.5138 | 25.6154 | 25.7159 | 25.8153 | 25.9137 | 26.0109 | 26.1074 | 26.2023 | 26.2961 | 26.3887 | 26.48 | 26.5701 | 26.659 | 26.7466 | 26.8329 | 26.9178 | 27.0014 | 27.0837 | 27.1645 | 27.2439 | 27.3219 | 27.3984 | 27.4734 | 27.5468 | 27.6187 | 27.6889
[26 empty] | R410A | 65 | 705 | 20.4683 | 20.598 | 20.7272 | 20.8557 | 20.9835 | 21.1107 | 21.2372 | 21.3631 | 21.4881 | 21.6125 | 21.7362 | 21.8591 | 21.9813 | 22.1027 | 22.2233 | 22.3432 | 22.4622 | 22.5805 | 22.6979 | 22.8145 | 22.9303 | 23.0452 | 23.1593 | 23.2724 | 23.3847 | 23.4961 | 23.6066 | 23.7161 | 23.8248 | 23.9324 | 24.0391 | 24.1448 | 24.2496 | 24.3533 | 24.456 | 24.5576 | 24.6583 | 24.7578 | 24.8562 | 24.9536 | 25.0498 | 25.1454 | 25.2394 | 25.3322 | 25.4239 | 25.5143 | 25.6036 | 25.6916 | 25.7783 | 25.8637 | 25.9478 | 26.0306 | 26.112 | 26.192 | 26.2707 | 26.3479 | 26.4236 | 26.4978 | 26.5705 | 26.6417 | 26.7113
[26 empty] | R507 | -50 | 710 | #N/A | #N/A | #N/A | #N/A | #N/A | #N/A | #N/A | #N/A | #N/A | #N/A | #N/A | #N/A | #N/A | #N/A | #N/A | #N/A | #N/A | #N/A | #N/A | #N/A | #N/A | #N/A | #N/A | #N/A | #N/A | #N/A | #N/A | #N/A | #N/A | #N/A | #N/A | #N/A | #N/A | #N/A | #N/A | #N/A | #N/A | #N/A | #N/A | #N/A | #N/A | #N/A | #N/A | #N/A | #N/A | #N/A | #N/A | #N/A | #N/A | #N/A | #N/A | #N/A | #N/A | #N/A | #N/A | #N/A | #N/A | #N/A | #N/A | #N/A | #N/A
[26 empty] | R507 | -49 | 711 | #N/A | #N/A | #N/A | #N/A | #N/A | #N/A | #N/A | #N/A | #N/A | #N/A | #N/A | #N/A | #N/A | #N/A | #N/A | #N/A | #N/A | #N/A | #N/A | #N/A | #N/A | #N/A | #N/A | #N/A | #N/A | #N/A | #N/A | #N/A | #N/A | #N/A | #N/A | #N/A | #N/A | #N/A | #N/A | #N/A | #N/A | #N/A | #N/A | #N/A | #N/A | #N/A | #N/A | #N/A | #N/A | #N/A | #N/A | #N/A | #N/A | #N/A | #N/A | #N/A | #N/A | #N/A | #N/A | #N/A | #N/A | #N/A | #N/A | #N/A | #N/A
[26 empty] | R507 | -48 | 712 | #N/A | #N/A | #N/A | #N/A | #N/A | #N/A | #N/A | #N/A | #N/A | #N/A | #N/A | #N/A | #N/A | #N/A | #N/A | #N/A | #N/A | #N/A | #N/A | #N/A | #N/A | #N/A | #N/A | #N/A | #N/A | #N/A | #N/A | #N/A | #N/A | #N/A | #N/A | #N/A | #N/A | #N/A | #N/A | #N/A | #N/A | #N/A | #N/A | #N/A | #N/A | #N/A | #N/A | #N/A | #N/A | #N/A | #N/A | #N/A | #N/A | #N/A | #N/A | #N/A | #N/A | #N/A | #N/A | #N/A | #N/A | #N/A | #N/A | #N/A | #N/A
[26 empty] | R507 | -47 | 713 | #N/A | #N/A | #N/A | #N/A | #N/A | #N/A | #N/A | #N/A | #N/A | #N/A | #N/A | #N/A | #N/A | #N/A | #N/A | #N/A | #N/A | #N/A | #N/A | #N/A | #N/A | #N/A | #N/A | #N/A | #N/A | #N/A | #N/A | #N/A | #N/A | #N/A | #N/A | #N/A | #N/A | #N/A | #N/A | #N/A | #N/A | #N/A | #N/A | #N/A | #N/A | #N/A | #N/A | #N/A | #N/A | #N/A | #N/A | #N/A | #N/A | #N/A | #N/A | #N/A | #N/A | #N/A | #N/A | #N/A | #N/A | #N/A | #N/A | #N/A | #N/A
[26 empty] | R507 | -46 | 714 | #N/A | #N/A | #N/A | #N/A | #N/A | #N/A | #N/A | #N/A | #N/A | #N/A | #N/A | #N/A | #N/A | #N/A | #N/A | #N/A | #N/A | #N/A | #N/A | #N/A | #N/A | #N/A | #N/A | #N/A | #N/A | #N/A | #N/A | #N/A | #N/A | #N/A | #N/A | #N/A | #N/A | #N/A | #N/A | #N/A | #N/A | #N/A | #N/A | #N/A | #N/A | #N/A | #N/A | #N/A | #N/A | #N/A | #N/A | #N/A | #N/A | #N/A | #N/A | #N/A | #N/A | #N/A | #N/A | #N/A | #N/A | #N/A | #N/A | #N/A | #N/A
[26 empty] | R507 | -45 | 715 | #N/A | #N/A | #N/A | #N/A | #N/A | #N/A | #N/A | #N/A | #N/A | #N/A | #N/A | #N/A | #N/A | #N/A | #N/A | #N/A | #N/A | #N/A | #N/A | #N/A | #N/A | #N/A | #N/A | #N/A | #N/A | #N/A | #N/A | #N/A | #N/A | #N/A | #N/A | #N/A | #N/A | #N/A | #N/A | #N/A | #N/A | #N/A | #N/A | #N/A | #N/A | #N/A | #N/A | #N/A | #N/A | #N/A | #N/A | #N/A | #N/A | #N/A | #N/A | #N/A | #N/A | #N/A | #N/A | #N/A | #N/A | #N/A | #N/A | #N/A | #N/A
[26 empty] | R507 | -44 | 716 | #N/A | #N/A | #N/A | #N/A | #N/A | #N/A | #N/A | #N/A | #N/A | #N/A | #N/A | #N/A | #N/A | #N/A | #N/A | #N/A | #N/A | #N/A | #N/A | #N/A | #N/A | #N/A | #N/A | #N/A | #N/A | #N/A | #N/A | #N/A | #N/A | #N/A | #N/A | #N/A | #N/A | #N/A | #N/A | #N/A | #N/A | #N/A | #N/A | #N/A | #N/A | #N/A | #N/A | #N/A | #N/A | #N/A | #N/A | #N/A | #N/A | #N/A | #N/A | #N/A | #N/A | #N/A | #N/A | #N/A | #N/A | #N/A | #N/A | #N/A | #N/A
[26 empty] | R507 | -43 | 717 | #N/A | #N/A | #N/A | #N/A | #N/A | #N/A | #N/A | #N/A | #N/A | #N/A | #N/A | #N/A | #N/A | #N/A | #N/A | #N/A | #N/A | #N/A | #N/A | #N/A | #N/A | #N/A | #N/A | #N/A | #N/A | #N/A | #N/A | #N/A | #N/A | #N/A | #N/A | #N/A | #N/A | #N/A | #N/A | #N/A | #N/A | #N/A | #N/A | #N/A | #N/A | #N/A | #N/A | #N/A | #N/A | #N/A | #N/A | #N/A | #N/A | #N/A | #N/A | #N/A | #N/A | #N/A | #N/A | #N/A | #N/A | #N/A | #N/A | #N/A | #N/A
[26 empty] | R507 | -42 | 718 | #N/A | #N/A | #N/A | #N/A | #N/A | #N/A | #N/A | #N/A | #N/A | #N/A | #N/A | #N/A | #N/A | #N/A | #N/A | #N/A | #N/A | #N/A | #N/A | #N/A | #N/A | #N/A | #N/A | #N/A | #N/A | #N/A | #N/A | #N/A | #N/A | #N/A | #N/A | #N/A | #N/A | #N/A | #N/A | #N/A | #N/A | #N/A | #N/A | #N/A | #N/A | #N/A | #N/A | #N/A | #N/A | #N/A | #N/A | #N/A | #N/A | #N/A | #N/A | #N/A | #N/A | #N/A | #N/A | #N/A | #N/A | #N/A | #N/A | #N/A | #N/A
[26 empty] | R507 | -41 | 719 | #N/A | #N/A | #N/A | #N/A | #N/A | #N/A | #N/A | #N/A | #N/A | #N/A | #N/A | #N/A | #N/A | #N/A | #N/A | #N/A | #N/A | #N/A | #N/A | #N/A | #N/A | #N/A | #N/A | #N/A | #N/A | #N/A | #N/A | #N/A | #N/A | #N/A | #N/A | #N/A | #N/A | #N/A | #N/A | #N/A | #N/A | #N/A | #N/A | #N/A | #N/A | #N/A | #N/A | #N/A | #N/A | #N/A | #N/A | #N/A | #N/A | #N/A | #N/A | #N/A | #N/A | #N/A | #N/A | #N/A | #N/A | #N/A | #N/A | #N/A | #N/A
[26 empty] | R507 | -40 | 720 | #N/A | #N/A | #N/A | #N/A | #N/A | #N/A | #N/A | #N/A | #N/A | #N/A | #N/A | #N/A | #N/A | #N/A | #N/A | #N/A | #N/A | #N/A | #N/A | #N/A | #N/A | #N/A | #N/A | #N/A | #N/A | #N/A | #N/A | #N/A | #N/A | #N/A | #N/A | #N/A | #N/A | #N/A | #N/A | #N/A | #N/A | #N/A | #N/A | #N/A | #N/A | #N/A | #N/A | #N/A | #N/A | #N/A | #N/A | #N/A | #N/A | #N/A | #N/A | #N/A | #N/A | #N/A | #N/A | #N/A | #N/A | #N/A | #N/A | #N/A | #N/A
[26 empty] | R507 | -39 | 721 | #N/A | #N/A | #N/A | #N/A | #N/A | #N/A | #N/A | #N/A | #N/A | #N/A | #N/A | #N/A | #N/A | #N/A | #N/A | #N/A | #N/A | #N/A | #N/A | #N/A | #N/A | #N/A | #N/A | #N/A | #N/A | #N/A | #N/A | #N/A | #N/A | #N/A | #N/A | #N/A | #N/A | #N/A | #N/A | #N/A | #N/A | #N/A | #N/A | #N/A | #N/A | #N/A | #N/A | #N/A | #N/A | #N/A | #N/A | #N/A | #N/A | #N/A | #N/A | #N/A | #N/A | #N/A | #N/A | #N/A | #N/A | #N/A | #N/A | #N/A | #N/A
[26 empty] | R507 | -38 | 722 | #N/A | #N/A | #N/A | #N/A | #N/A | #N/A | #N/A | #N/A | #N/A | #N/A | #N/A | #N/A | #N/A | #N/A | #N/A | #N/A | #N/A | #N/A | #N/A | #N/A | #N/A | #N/A | #N/A | #N/A | #N/A | #N/A | #N/A | #N/A | #N/A | #N/A | #N/A | #N/A | #N/A | #N/A | #N/A | #N/A | #N/A | #N/A | #N/A | #N/A | #N/A | #N/A | #N/A | #N/A | #N/A | #N/A | #N/A | #N/A | #N/A | #N/A | #N/A | #N/A | #N/A | #N/A | #N/A | #N/A | #N/A | #N/A | #N/A | #N/A | #N/A
[26 empty] | R507 | -37 | 723 | #N/A | #N/A | #N/A | #N/A | #N/A | #N/A | #N/A | #N/A | #N/A | #N/A | #N/A | #N/A | #N/A | #N/A | #N/A | #N/A | #N/A | #N/A | #N/A | #N/A | #N/A | #N/A | #N/A | #N/A | #N/A | #N/A | #N/A | #N/A | #N/A | #N/A | #N/A | #N/A | #N/A | #N/A | #N/A | #N/A | #N/A | #N/A | #N/A | #N/A | #N/A | #N/A | #N/A | #N/A | #N/A | #N/A | #N/A | #N/A | #N/A | #N/A | #N/A | #N/A | #N/A | #N/A | #N/A | #N/A | #N/A | #N/A | #N/A | #N/A | #N/A
[26 empty] | R507 | -36 | 724 | #N/A | #N/A | #N/A | #N/A | #N/A | #N/A | #N/A | #N/A | #N/A | #N/A | #N/A | #N/A | #N/A | #N/A | #N/A | #N/A | #N/A | #N/A | #N/A | #N/A | #N/A | #N/A | #N/A | #N/A | #N/A | #N/A | #N/A | #N/A | #N/A | #N/A | #N/A | #N/A | #N/A | #N/A | #N/A | #N/A | #N/A | #N/A | #N/A | #N/A | #N/A | #N/A | #N/A | #N/A | #N/A | #N/A | #N/A | #N/A | #N/A | #N/A | #N/A | #N/A | #N/A | #N/A | #N/A | #N/A | #N/A | #N/A | #N/A | #N/A | #N/A
[26 empty] | R507 | -35 | 725 | #N/A | #N/A | #N/A | #N/A | #N/A | #N/A | #N/A | #N/A | #N/A | #N/A | #N/A | #N/A | #N/A | #N/A | #N/A | #N/A | #N/A | #N/A | #N/A | #N/A | #N/A | #N/A | #N/A | #N/A | #N/A | #N/A | #N/A | #N/A | #N/A | #N/A | #N/A | #N/A | #N/A | #N/A | #N/A | #N/A | #N/A | #N/A | #N/A | #N/A | #N/A | #N/A | #N/A | #N/A | #N/A | #N/A | #N/A | #N/A | #N/A | #N/A | #N/A | #N/A | #N/A | #N/A | #N/A | #N/A | #N/A | #N/A | #N/A | #N/A | #N/A
[26 empty] | R507 | -34 | 726 | #N/A | #N/A | #N/A | #N/A | #N/A | #N/A | #N/A | #N/A | #N/A | #N/A | #N/A | #N/A | #N/A | #N/A | #N/A | #N/A | #N/A | #N/A | #N/A | #N/A | #N/A | #N/A | #N/A | #N/A | #N/A | #N/A | #N/A | #N/A | #N/A | #N/A | #N/A | #N/A | #N/A | #N/A | #N/A | #N/A | #N/A | #N/A | #N/A | #N/A | #N/A | #N/A | #N/A | #N/A | #N/A | #N/A | #N/A | #N/A | #N/A | #N/A | #N/A | #N/A | #N/A | #N/A | #N/A | #N/A | #N/A | #N/A | #N/A | #N/A | #N/A
[26 empty] | R507 | -33 | 727 | #N/A | #N/A | #N/A | #N/A | #N/A | #N/A | #N/A | #N/A | #N/A | #N/A | #N/A | #N/A | #N/A | #N/A | #N/A | #N/A | #N/A | #N/A | #N/A | #N/A | #N/A | #N/A | #N/A | #N/A | #N/A | #N/A | #N/A | #N/A | #N/A | #N/A | #N/A | #N/A | #N/A | #N/A | #N/A | #N/A | #N/A | #N/A | #N/A | #N/A | #N/A | #N/A | #N/A | #N/A | #N/A | #N/A | #N/A | #N/A | #N/A | #N/A | #N/A | #N/A | #N/A | #N/A | #N/A | #N/A | #N/A | #N/A | #N/A | #N/A | #N/A
[26 empty] | R507 | -32 | 728 | #N/A | #N/A | #N/A | #N/A | #N/A | #N/A | #N/A | #N/A | #N/A | #N/A | #N/A | #N/A | #N/A | #N/A | #N/A | #N/A | #N/A | #N/A | #N/A | #N/A | #N/A | #N/A | #N/A | #N/A | #N/A | #N/A | #N/A | #N/A | #N/A | #N/A | #N/A | #N/A | #N/A | #N/A | #N/A | #N/A | #N/A | #N/A | #N/A | #N/A | #N/A | #N/A | #N/A | #N/A | #N/A | #N/A | #N/A | #N/A | #N/A | #N/A | #N/A | #N/A | #N/A | #N/A | #N/A | #N/A | #N/A | #N/A | #N/A | #N/A | #N/A
[26 empty] | R507 | -31 | 729 | #N/A | #N/A | #N/A | #N/A | #N/A | #N/A | #N/A | #N/A | #N/A | #N/A | #N/A | #N/A | #N/A | #N/A | #N/A | #N/A | #N/A | #N/A | #N/A | #N/A | #N/A | #N/A | #N/A | #N/A | #N/A | #N/A | #N/A | #N/A | #N/A | #N/A | #N/A | #N/A | #N/A | #N/A | #N/A | #N/A | #N/A | #N/A | #N/A | #N/A | #N/A | #N/A | #N/A | #N/A | #N/A | #N/A | #N/A | #N/A | #N/A | #N/A | #N/A | #N/A | #N/A | #N/A | #N/A | #N/A | #N/A | #N/A | #N/A | #N/A | #N/A
[26 empty] | R507 | -30 | 730 | #N/A | #N/A | #N/A | #N/A | #N/A | #N/A | #N/A | #N/A | #N/A | #N/A | #N/A | #N/A | #N/A | #N/A | #N/A | #N/A | #N/A | #N/A | #N/A | #N/A | #N/A | #N/A | #N/A | #N/A | #N/A | #N/A | #N/A | #N/A | #N/A | #N/A | #N/A | #N/A | #N/A | #N/A | #N/A | #N/A | #N/A | #N/A | #N/A | #N/A | #N/A | #N/A | #N/A | #N/A | #N/A | #N/A | #N/A | #N/A | #N/A | #N/A | #N/A | #N/A | #N/A | #N/A | #N/A | #N/A | #N/A | #N/A | #N/A | #N/A | #N/A
[26 empty] | R507 | -29 | 731 | #N/A | #N/A | #N/A | #N/A | #N/A | #N/A | #N/A | #N/A | #N/A | #N/A | #N/A | #N/A | #N/A | #N/A | #N/A | #N/A | #N/A | #N/A | #N/A | #N/A | #N/A | #N/A | #N/A | #N/A | #N/A | #N/A | #N/A | #N/A | #N/A | #N/A | #N/A | #N/A | #N/A | #N/A | #N/A | #N/A | #N/A | #N/A | #N/A | #N/A | #N/A | #N/A | #N/A | #N/A | #N/A | #N/A | #N/A | #N/A | #N/A | #N/A | #N/A | #N/A | #N/A | #N/A | #N/A | #N/A | #N/A | #N/A | #N/A | #N/A | #N/A
[26 empty] | R507 | -28 | 732 | #N/A | #N/A | #N/A | #N/A | #N/A | #N/A | #N/A | #N/A | #N/A | #N/A | #N/A | #N/A | #N/A | #N/A | #N/A | #N/A | #N/A | #N/A | #N/A | #N/A | #N/A | #N/A | #N/A | #N/A | #N/A | #N/A | #N/A | #N/A | #N/A | #N/A | #N/A | #N/A | #N/A | #N/A | #N/A | #N/A | #N/A | #N/A | #N/A | #N/A | #N/A | #N/A | #N/A | #N/A | #N/A | #N/A | #N/A | #N/A | #N/A | #N/A | #N/A | #N/A | #N/A | #N/A | #N/A | #N/A | #N/A | #N/A | #N/A | #N/A | #N/A
[26 empty] | R507 | -27 | 733 | #N/A | #N/A | #N/A | #N/A | #N/A | #N/A | #N/A | #N/A | #N/A | #N/A | #N/A | #N/A | #N/A | #N/A | #N/A | #N/A | #N/A | #N/A | #N/A | #N/A | #N/A | #N/A | #N/A | #N/A | #N/A | #N/A | #N/A | #N/A | #N/A | #N/A | #N/A | #N/A | #N/A | #N/A | #N/A | #N/A | #N/A | #N/A | #N/A | #N/A | #N/A | #N/A | #N/A | #N/A | #N/A | #N/A | #N/A | #N/A | #N/A | #N/A | #N/A | #N/A | #N/A | #N/A | #N/A | #N/A | #N/A | #N/A | #N/A | #N/A | #N/A
[26 empty] | R507 | -26 | 734 | #N/A | #N/A | #N/A | #N/A | #N/A | #N/A | #N/A | #N/A | #N/A | #N/A | #N/A | #N/A | #N/A | #N/A | #N/A | #N/A | #N/A | #N/A | #N/A | #N/A | #N/A | #N/A | #N/A | #N/A | #N/A | #N/A | #N/A | #N/A | #N/A | #N/A | #N/A | #N/A | #N/A | #N/A | #N/A | #N/A | #N/A | #N/A | #N/A | #N/A | #N/A | #N/A | #N/A | #N/A | #N/A | #N/A | #N/A | #N/A | #N/A | #N/A | #N/A | #N/A | #N/A | #N/A | #N/A | #N/A | #N/A | #N/A | #N/A | #N/A | #N/A
[26 empty] | R507 | -25 | 735 | #N/A | #N/A | #N/A | #N/A | #N/A | #N/A | #N/A | #N/A | #N/A | #N/A | #N/A | #N/A | #N/A | #N/A | #N/A | #N/A | #N/A | #N/A | #N/A | #N/A | #N/A | #N/A | #N/A | #N/A | #N/A | #N/A | #N/A | #N/A | #N/A | #N/A | #N/A | #N/A | #N/A | #N/A | #N/A | #N/A | #N/A | #N/A | #N/A | #N/A | #N/A | #N/A | #N/A | #N/A | #N/A | #N/A | #N/A | #N/A | #N/A | #N/A | #N/A | #N/A | #N/A | #N/A | #N/A | #N/A | #N/A | #N/A | #N/A | #N/A | #N/A
[26 empty] | R507 | -24 | 736 | #N/A | #N/A | #N/A | #N/A | #N/A | #N/A | #N/A | #N/A | #N/A | #N/A | #N/A | #N/A | #N/A | #N/A | #N/A | #N/A | #N/A | #N/A | #N/A | #N/A | #N/A | #N/A | #N/A | #N/A | #N/A | #N/A | #N/A | #N/A | #N/A | #N/A | #N/A | #N/A | #N/A | #N/A | #N/A | #N/A | #N/A | #N/A | #N/A | #N/A | #N/A | #N/A | #N/A | #N/A | #N/A | #N/A | #N/A | #N/A | #N/A | #N/A | #N/A | #N/A | #N/A | #N/A | #N/A | #N/A | #N/A | #N/A | #N/A | #N/A | #N/A
[26 empty] | R507 | -23 | 737 | #N/A | #N/A | #N/A | #N/A | #N/A | #N/A | #N/A | #N/A | #N/A | #N/A | #N/A | #N/A | #N/A | #N/A | #N/A | #N/A | #N/A | #N/A | #N/A | #N/A | #N/A | #N/A | #N/A | #N/A | #N/A | #N/A | #N/A | #N/A | #N/A | #N/A | #N/A | #N/A | #N/A | #N/A | #N/A | #N/A | #N/A | #N/A | #N/A | #N/A | #N/A | #N/A | #N/A | #N/A | #N/A | #N/A | #N/A | #N/A | #N/A | #N/A | #N/A | #N/A | #N/A | #N/A | #N/A | #N/A | #N/A | #N/A | #N/A | #N/A | #N/A
[26 empty] | R507 | -22 | 738 | #N/A | #N/A | #N/A | #N/A | #N/A | #N/A | #N/A | #N/A | #N/A | #N/A | #N/A | #N/A | #N/A | #N/A | #N/A | #N/A | #N/A | #N/A | #N/A | #N/A | #N/A | #N/A | #N/A | #N/A | #N/A | #N/A | #N/A | #N/A | #N/A | #N/A | #N/A | #N/A | #N/A | #N/A | #N/A | #N/A | #N/A | #N/A | #N/A | #N/A | #N/A | #N/A | #N/A | #N/A | #N/A | #N/A | #N/A | #N/A | #N/A | #N/A | #N/A | #N/A | #N/A | #N/A | #N/A | #N/A | #N/A | #N/A | #N/A | #N/A | #N/A
[26 empty] | R507 | -21 | 739 | #N/A | #N/A | #N/A | #N/A | #N/A | #N/A | #N/A | #N/A | #N/A | #N/A | #N/A | #N/A | #N/A | #N/A | #N/A | #N/A | #N/A | #N/A | #N/A | #N/A | #N/A | #N/A | #N/A | #N/A | #N/A | #N/A | #N/A | #N/A | #N/A | #N/A | #N/A | #N/A | #N/A | #N/A | #N/A | #N/A | #N/A | #N/A | #N/A | #N/A | #N/A | #N/A | #N/A | #N/A | #N/A | #N/A | #N/A | #N/A | #N/A | #N/A | #N/A | #N/A | #N/A | #N/A | #N/A | #N/A | #N/A | #N/A | #N/A | #N/A | #N/A
[26 empty] | R507 | -20 | 740 | #N/A | #N/A | #N/A | #N/A | #N/A | #N/A | #N/A | #N/A | #N/A | #N/A | #N/A | #N/A | #N/A | #N/A | #N/A | #N/A | #N/A | #N/A | #N/A | #N/A | #N/A | #N/A | #N/A | #N/A | #N/A | #N/A | #N/A | #N/A | #N/A | #N/A | #N/A | #N/A | #N/A | #N/A | #N/A | #N/A | #N/A | #N/A | #N/A | #N/A | #N/A | #N/A | #N/A | #N/A | #N/A | #N/A | #N/A | #N/A | #N/A | #N/A | #N/A | #N/A | #N/A | #N/A | #N/A | #N/A | #N/A | #N/A | #N/A | #N/A | #N/A
[26 empty] | R507 | -19 | 741 | #N/A | #N/A | #N/A | #N/A | #N/A | #N/A | #N/A | #N/A | #N/A | #N/A | #N/A | #N/A | #N/A | #N/A | #N/A | #N/A | #N/A | #N/A | #N/A | #N/A | #N/A | #N/A | #N/A | #N/A | #N/A | #N/A | #N/A | #N/A | #N/A | #N/A | #N/A | #N/A | #N/A | #N/A | #N/A | #N/A | #N/A | #N/A | #N/A | #N/A | #N/A | #N/A | #N/A | #N/A | #N/A | #N/A | #N/A | #N/A | #N/A | #N/A | #N/A | #N/A | #N/A | #N/A | #N/A | #N/A | #N/A | #N/A | #N/A | #N/A | #N/A
[26 empty] | R507 | -18 | 742 | #N/A | #N/A | #N/A | #N/A | #N/A | #N/A | #N/A | #N/A | #N/A | #N/A | #N/A | #N/A | #N/A | #N/A | #N/A | #N/A | #N/A | #N/A | #N/A | #N/A | #N/A | #N/A | #N/A | #N/A | #N/A | #N/A | #N/A | #N/A | #N/A | #N/A | #N/A | #N/A | #N/A | #N/A | #N/A | #N/A | #N/A | #N/A | #N/A | #N/A | #N/A | #N/A | #N/A | #N/A | #N/A | #N/A | #N/A | #N/A | #N/A | #N/A | #N/A | #N/A | #N/A | #N/A | #N/A | #N/A | #N/A | #N/A | #N/A | #N/A | #N/A
[26 empty] | R507 | -17 | 743 | #N/A | #N/A | #N/A | #N/A | #N/A | #N/A | #N/A | #N/A | #N/A | #N/A | #N/A | #N/A | #N/A | #N/A | #N/A | #N/A | #N/A | #N/A | #N/A | #N/A | #N/A | #N/A | #N/A | #N/A | #N/A | #N/A | #N/A | #N/A | #N/A | #N/A | #N/A | #N/A | #N/A | #N/A | #N/A | #N/A | #N/A | #N/A | #N/A | #N/A | #N/A | #N/A | #N/A | #N/A | #N/A | #N/A | #N/A | #N/A | #N/A | #N/A | #N/A | #N/A | #N/A | #N/A | #N/A | #N/A | #N/A | #N/A | #N/A | #N/A | #N/A
[26 empty] | R507 | -16 | 744 | #N/A | #N/A | #N/A | #N/A | #N/A | #N/A | #N/A | #N/A | #N/A | #N/A | #N/A | #N/A | #N/A | #N/A | #N/A | #N/A | #N/A | #N/A | #N/A | #N/A | #N/A | #N/A | #N/A | #N/A | #N/A | #N/A | #N/A | #N/A | #N/A | #N/A | #N/A | #N/A | #N/A | #N/A | #N/A | #N/A | #N/A | #N/A | #N/A | #N/A | #N/A | #N/A | #N/A | #N/A | #N/A | #N/A | #N/A | #N/A | #N/A | #N/A | #N/A | #N/A | #N/A | #N/A | #N/A | #N/A | #N/A | #N/A | #N/A | #N/A | #N/A
[26 empty] | R507 | -15 | 745 | #N/A | #N/A | #N/A | #N/A | #N/A | #N/A | #N/A | #N/A | #N/A | #N/A | #N/A | #N/A | #N/A | #N/A | #N/A | #N/A | #N/A | #N/A | #N/A | #N/A | #N/A | #N/A | #N/A | #N/A | #N/A | #N/A | #N/A | #N/A | #N/A | #N/A | #N/A | #N/A | #N/A | #N/A | #N/A | #N/A | #N/A | #N/A | #N/A | #N/A | #N/A | #N/A | #N/A | #N/A | #N/A | #N/A | #N/A | #N/A | #N/A | #N/A | #N/A | #N/A | #N/A | #N/A | #N/A | #N/A | #N/A | #N/A | #N/A | #N/A | #N/A
[26 empty] | R507 | -14 | 746 | #N/A | #N/A | #N/A | #N/A | #N/A | #N/A | #N/A | #N/A | #N/A | #N/A | #N/A | #N/A | #N/A | #N/A | #N/A | #N/A | #N/A | #N/A | #N/A | #N/A | #N/A | #N/A | #N/A | #N/A | #N/A | #N/A | #N/A | #N/A | #N/A | #N/A | #N/A | #N/A | #N/A | #N/A | #N/A | #N/A | #N/A | #N/A | #N/A | #N/A | #N/A | #N/A | #N/A | #N/A | #N/A | #N/A | #N/A | #N/A | #N/A | #N/A | #N/A | #N/A | #N/A | #N/A | #N/A | #N/A | #N/A | #N/A | #N/A | #N/A | #N/A
[26 empty] | R507 | -13 | 747 | #N/A | #N/A | #N/A | #N/A | #N/A | #N/A | #N/A | #N/A | #N/A | #N/A | #N/A | #N/A | #N/A | #N/A | #N/A | #N/A | #N/A | #N/A | #N/A | #N/A | #N/A | #N/A | #N/A | #N/A | #N/A | #N/A | #N/A | #N/A | #N/A | #N/A | #N/A | #N/A | #N/A | #N/A | #N/A | #N/A | #N/A | #N/A | #N/A | #N/A | #N/A | #N/A | #N/A | #N/A | #N/A | #N/A | #N/A | #N/A | #N/A | #N/A | #N/A | #N/A | #N/A | #N/A | #N/A | #N/A | #N/A | #N/A | #N/A | #N/A | #N/A
[26 empty] | R507 | -12 | 748 | #N/A | #N/A | #N/A | #N/A | #N/A | #N/A | #N/A | #N/A | #N/A | #N/A | #N/A | #N/A | #N/A | #N/A | #N/A | #N/A | #N/A | #N/A | #N/A | #N/A | #N/A | #N/A | #N/A | #N/A | #N/A | #N/A | #N/A | #N/A | #N/A | #N/A | #N/A | #N/A | #N/A | #N/A | #N/A | #N/A | #N/A | #N/A | #N/A | #N/A | #N/A | #N/A | #N/A | #N/A | #N/A | #N/A | #N/A | #N/A | #N/A | #N/A | #N/A | #N/A | #N/A | #N/A | #N/A | #N/A | #N/A | #N/A | #N/A | #N/A | #N/A
[26 empty] | R507 | -11 | 749 | #N/A | #N/A | #N/A | #N/A | #N/A | #N/A | #N/A | #N/A | #N/A | #N/A | #N/A | #N/A | #N/A | #N/A | #N/A | #N/A | #N/A | #N/A | #N/A | #N/A | #N/A | #N/A | #N/A | #N/A | #N/A | #N/A | #N/A | #N/A | #N/A | #N/A | #N/A | #N/A | #N/A | #N/A | #N/A | #N/A | #N/A | #N/A | #N/A | #N/A | #N/A | #N/A | #N/A | #N/A | #N/A | #N/A | #N/A | #N/A | #N/A | #N/A | #N/A | #N/A | #N/A | #N/A | #N/A | #N/A | #N/A | #N/A | #N/A | #N/A | #N/A
[26 empty] | R507 | -10 | 750 | #N/A | #N/A | #N/A | #N/A | #N/A | #N/A | #N/A | #N/A | #N/A | #N/A | #N/A | #N/A | #N/A | #N/A | #N/A | #N/A | #N/A | #N/A | #N/A | #N/A | #N/A | #N/A | #N/A | #N/A | #N/A | #N/A | #N/A | #N/A | #N/A | #N/A | #N/A | #N/A | #N/A | #N/A | #N/A | #N/A | #N/A | #N/A | #N/A | #N/A | #N/A | #N/A | #N/A | #N/A | #N/A | #N/A | #N/A | #N/A | #N/A | #N/A | #N/A | #N/A | #N/A | #N/A | #N/A | #N/A | #N/A | #N/A | #N/A | #N/A | #N/A
[26 empty] | R507 | -9 | 751 | #N/A | #N/A | #N/A | #N/A | #N/A | #N/A | #N/A | #N/A | #N/A | #N/A | #N/A | #N/A | #N/A | #N/A | #N/A | #N/A | #N/A | #N/A | #N/A | #N/A | #N/A | #N/A | #N/A | #N/A | #N/A | #N/A | #N/A | #N/A | #N/A | #N/A | #N/A | #N/A | #N/A | #N/A | #N/A | #N/A | #N/A | #N/A | #N/A | #N/A | #N/A | #N/A | #N/A | #N/A | #N/A | #N/A | #N/A | #N/A | #N/A | #N/A | #N/A | #N/A | #N/A | #N/A | #N/A | #N/A | #N/A | #N/A | #N/A | #N/A | #N/A
[26 empty] | R507 | -8 | 752 | #N/A | #N/A | #N/A | #N/A | #N/A | #N/A | #N/A | #N/A | #N/A | #N/A | #N/A | #N/A | #N/A | #N/A | #N/A | #N/A | #N/A | #N/A | #N/A | #N/A | #N/A | #N/A | #N/A | #N/A | #N/A | #N/A | #N/A | #N/A | #N/A | #N/A | #N/A | #N/A | #N/A | #N/A | #N/A | #N/A | #N/A | #N/A | #N/A | #N/A | #N/A | #N/A | #N/A | #N/A | #N/A | #N/A | #N/A | #N/A | #N/A | #N/A | #N/A | #N/A | #N/A | #N/A | #N/A | #N/A | #N/A | #N/A | #N/A | #N/A | #N/A
[26 empty] | R507 | -7 | 753 | #N/A | #N/A | #N/A | #N/A | #N/A | #N/A | #N/A | #N/A | #N/A | #N/A | #N/A | #N/A | #N/A | #N/A | #N/A | #N/A | #N/A | #N/A | #N/A | #N/A | #N/A | #N/A | #N/A | #N/A | #N/A | #N/A | #N/A | #N/A | #N/A | #N/A | #N/A | #N/A | #N/A | #N/A | #N/A | #N/A | #N/A | #N/A | #N/A | #N/A | #N/A | #N/A | #N/A | #N/A | #N/A | #N/A | #N/A | #N/A | #N/A | #N/A | #N/A | #N/A | #N/A | #N/A | #N/A | #N/A | #N/A | #N/A | #N/A | #N/A | #N/A
[26 empty] | R507 | -6 | 754 | #N/A | #N/A | #N/A | #N/A | #N/A | #N/A | #N/A | #N/A | #N/A | #N/A | #N/A | #N/A | #N/A | #N/A | #N/A | #N/A | #N/A | #N/A | #N/A | #N/A | #N/A | #N/A | #N/A | #N/A | #N/A | #N/A | #N/A | #N/A | #N/A | #N/A | #N/A | #N/A | #N/A | #N/A | #N/A | #N/A | #N/A | #N/A | #N/A | #N/A | #N/A | #N/A | #N/A | #N/A | #N/A | #N/A | #N/A | #N/A | #N/A | #N/A | #N/A | #N/A | #N/A | #N/A | #N/A | #N/A | #N/A | #N/A | #N/A | #N/A | #N/A
[26 empty] | R507 | -5 | 755 | #N/A | #N/A | #N/A | #N/A | #N/A | #N/A | #N/A | #N/A | #N/A | #N/A | #N/A | #N/A | #N/A | #N/A | #N/A | #N/A | #N/A | #N/A | #N/A | #N/A | #N/A | #N/A | #N/A | #N/A | #N/A | #N/A | #N/A | #N/A | #N/A | #N/A | #N/A | #N/A | #N/A | #N/A | #N/A | #N/A | #N/A | #N/A | #N/A | #N/A | #N/A | #N/A | #N/A | #N/A | #N/A | #N/A | #N/A | #N/A | #N/A | #N/A | #N/A | #N/A | #N/A | #N/A | #N/A | #N/A | #N/A | #N/A | #N/A | #N/A | #N/A
[26 empty] | R507 | -4 | 756 | #N/A | #N/A | #N/A | #N/A | #N/A | #N/A | #N/A | #N/A | #N/A | #N/A | #N/A | #N/A | #N/A | #N/A | #N/A | #N/A | #N/A | #N/A | #N/A | #N/A | #N/A | #N/A | #N/A | #N/A | #N/A | #N/A | #N/A | #N/A | #N/A | #N/A | #N/A | #N/A | #N/A | #N/A | #N/A | #N/A | #N/A | #N/A | #N/A | #N/A | #N/A | #N/A | #N/A | #N/A | #N/A | #N/A | #N/A | #N/A | #N/A | #N/A | #N/A | #N/A | #N/A | #N/A | #N/A | #N/A | #N/A | #N/A | #N/A | #N/A | #N/A
[26 empty] | R507 | -3 | 757 | #N/A | #N/A | #N/A | #N/A | #N/A | #N/A | #N/A | #N/A | #N/A | #N/A | #N/A | #N/A | #N/A | #N/A | #N/A | #N/A | #N/A | #N/A | #N/A | #N/A | #N/A | #N/A | #N/A | #N/A | #N/A | #N/A | #N/A | #N/A | #N/A | #N/A | #N/A | #N/A | #N/A | #N/A | #N/A | #N/A | #N/A | #N/A | #N/A | #N/A | #N/A | #N/A | #N/A | #N/A | #N/A | #N/A | #N/A | #N/A | #N/A | #N/A | #N/A | #N/A | #N/A | #N/A | #N/A | #N/A | #N/A | #N/A | #N/A | #N/A | #N/A
[26 empty] | R507 | -2 | 758 | #N/A | #N/A | #N/A | #N/A | #N/A | #N/A | #N/A | #N/A | #N/A | #N/A | #N/A | #N/A | #N/A | #N/A | #N/A | #N/A | #N/A | #N/A | #N/A | #N/A | #N/A | #N/A | #N/A | #N/A | #N/A | #N/A | #N/A | #N/A | #N/A | #N/A | #N/A | #N/A | #N/A | #N/A | #N/A | #N/A | #N/A | #N/A | #N/A | #N/A | #N/A | #N/A | #N/A | #N/A | #N/A | #N/A | #N/A | #N/A | #N/A | #N/A | #N/A | #N/A | #N/A | #N/A | #N/A | #N/A | #N/A | #N/A | #N/A | #N/A | #N/A
[26 empty] | R507 | -1 | 759 | #N/A | #N/A | #N/A | #N/A | #N/A | #N/A | #N/A | #N/A | #N/A | #N/A | #N/A | #N/A | #N/A | #N/A | #N/A | #N/A | #N/A | #N/A | #N/A | #N/A | #N/A | #N/A | #N/A | #N/A | #N/A | #N/A | #N/A | #N/A | #N/A | #N/A | #N/A | #N/A | #N/A | #N/A | #N/A | #N/A | #N/A | #N/A | #N/A | #N/A | #N/A | #N/A | #N/A | #N/A | #N/A | #N/A | #N/A | #N/A | #N/A | #N/A | #N/A | #N/A | #N/A | #N/A | #N/A | #N/A | #N/A | #N/A | #N/A | #N/A | #N/A
[26 empty] | R507 | 0 | 760 | #N/A | #N/A | #N/A | #N/A | #N/A | #N/A | #N/A | #N/A | #N/A | #N/A | #N/A | #N/A | #N/A | #N/A | #N/A | #N/A | #N/A | #N/A | #N/A | #N/A | #N/A | #N/A | #N/A | #N/A | #N/A | #N/A | #N/A | #N/A | #N/A | #N/A | #N/A | #N/A | #N/A | #N/A | #N/A | #N/A | #N/A | #N/A | #N/A | #N/A | #N/A | #N/A | #N/A | #N/A | #N/A | #N/A | #N/A | #N/A | #N/A | #N/A | #N/A | #N/A | #N/A | #N/A | #N/A | #N/A | #N/A | #N/A | #N/A | #N/A | #N/A
[26 empty] | R507 | 1 | 761 | #N/A | #N/A | #N/A | #N/A | #N/A | #N/A | #N/A | #N/A | #N/A | #N/A | #N/A | #N/A | #N/A | #N/A | #N/A | #N/A | #N/A | #N/A | #N/A | #N/A | #N/A | #N/A | #N/A | #N/A | #N/A | #N/A | #N/A | #N/A | #N/A | #N/A | #N/A | #N/A | #N/A | #N/A | #N/A | #N/A | #N/A | #N/A | #N/A | #N/A | #N/A | #N/A | #N/A | #N/A | #N/A | #N/A | #N/A | #N/A | #N/A | #N/A | #N/A | #N/A | #N/A | #N/A | #N/A | #N/A | #N/A | #N/A | #N/A | #N/A | #N/A
[26 empty] | R507 | 2 | 762 | #N/A | #N/A | #N/A | #N/A | #N/A | #N/A | #N/A | #N/A | #N/A | #N/A | #N/A | #N/A | #N/A | #N/A | #N/A | #N/A | #N/A | #N/A | #N/A | #N/A | #N/A | #N/A | #N/A | #N/A | #N/A | #N/A | #N/A | #N/A | #N/A | #N/A | #N/A | #N/A | #N/A | #N/A | #N/A | #N/A | #N/A | #N/A | #N/A | #N/A | #N/A | #N/A | #N/A | #N/A | #N/A | #N/A | #N/A | #N/A | #N/A | #N/A | #N/A | #N/A | #N/A | #N/A | #N/A | #N/A | #N/A | #N/A | #N/A | #N/A | #N/A
[26 empty] | R507 | 3 | 763 | #N/A | #N/A | #N/A | #N/A | #N/A | #N/A | #N/A | #N/A | #N/A | #N/A | #N/A | #N/A | #N/A | #N/A | #N/A | #N/A | #N/A | #N/A | #N/A | #N/A | #N/A | #N/A | #N/A | #N/A | #N/A | #N/A | #N/A | #N/A | #N/A | #N/A | #N/A | #N/A | #N/A | #N/A | #N/A | #N/A | #N/A | #N/A | #N/A | #N/A | #N/A | #N/A | #N/A | #N/A | #N/A | #N/A | #N/A | #N/A | #N/A | #N/A | #N/A | #N/A | #N/A | #N/A | #N/A | #N/A | #N/A | #N/A | #N/A | #N/A | #N/A
[26 empty] | R507 | 4 | 764 | #N/A | #N/A | #N/A | #N/A | #N/A | #N/A | #N/A | #N/A | #N/A | #N/A | #N/A | #N/A | #N/A | #N/A | #N/A | #N/A | #N/A | #N/A | #N/A | #N/A | #N/A | #N/A | #N/A | #N/A | #N/A | #N/A | #N/A | #N/A | #N/A | #N/A | #N/A | #N/A | #N/A | #N/A | #N/A | #N/A | #N/A | #N/A | #N/A | #N/A | #N/A | #N/A | #N/A | #N/A | #N/A | #N/A | #N/A | #N/A | #N/A | #N/A | #N/A | #N/A | #N/A | #N/A | #N/A | #N/A | #N/A | #N/A | #N/A | #N/A | #N/A
[26 empty] | R507 | 5 | 765 | #N/A | #N/A | #N/A | #N/A | #N/A | #N/A | #N/A | #N/A | #N/A | #N/A | #N/A | #N/A | #N/A | #N/A | #N/A | #N/A | #N/A | #N/A | #N/A | #N/A | #N/A | #N/A | #N/A | #N/A | #N/A | #N/A | #N/A | #N/A | #N/A | #N/A | #N/A | #N/A | #N/A | #N/A | #N/A | #N/A | #N/A | #N/A | #N/A | #N/A | #N/A | #N/A | #N/A | #N/A | #N/A | #N/A | #N/A | #N/A | #N/A | #N/A | #N/A | #N/A | #N/A | #N/A | #N/A | #N/A | #N/A | #N/A | #N/A | #N/A | #N/A
[26 empty] | R507 | 6 | 766 | #N/A | #N/A | #N/A | #N/A | #N/A | #N/A | #N/A | #N/A | #N/A | #N/A | #N/A | #N/A | #N/A | #N/A | #N/A | #N/A | #N/A | #N/A | #N/A | #N/A | #N/A | #N/A | #N/A | #N/A | #N/A | #N/A | #N/A | #N/A | #N/A | #N/A | #N/A | #N/A | #N/A | #N/A | #N/A | #N/A | #N/A | #N/A | #N/A | #N/A | #N/A | #N/A | #N/A | #N/A | #N/A | #N/A | #N/A | #N/A | #N/A | #N/A | #N/A | #N/A | #N/A | #N/A | #N/A | #N/A | #N/A | #N/A | #N/A | #N/A | #N/A
[26 empty] | R507 | 7 | 767 | #N/A | #N/A | #N/A | #N/A | #N/A | #N/A | #N/A | #N/A | #N/A | #N/A | #N/A | #N/A | #N/A | #N/A | #N/A | #N/A | #N/A | #N/A | #N/A | #N/A | #N/A | #N/A | #N/A | #N/A | #N/A | #N/A | #N/A | #N/A | #N/A | #N/A | #N/A | #N/A | #N/A | #N/A | #N/A | #N/A | #N/A | #N/A | #N/A | #N/A | #N/A | #N/A | #N/A | #N/A | #N/A | #N/A | #N/A | #N/A | #N/A | #N/A | #N/A | #N/A | #N/A | #N/A | #N/A | #N/A | #N/A | #N/A | #N/A | #N/A | #N/A
[26 empty] | R507 | 8 | 768 | #N/A | #N/A | #N/A | #N/A | #N/A | #N/A | #N/A | #N/A | #N/A | #N/A | #N/A | #N/A | #N/A | #N/A | #N/A | #N/A | #N/A | #N/A | #N/A | #N/A | #N/A | #N/A | #N/A | #N/A | #N/A | #N/A | #N/A | #N/A | #N/A | #N/A | #N/A | #N/A | #N/A | #N/A | #N/A | #N/A | #N/A | #N/A | #N/A | #N/A | #N/A | #N/A | #N/A | #N/A | #N/A | #N/A | #N/A | #N/A | #N/A | #N/A | #N/A | #N/A | #N/A | #N/A | #N/A | #N/A | #N/A | #N/A | #N/A | #N/A | #N/A
[26 empty] | R507 | 9 | 769 | #N/A | #N/A | #N/A | #N/A | #N/A | #N/A | #N/A | #N/A | #N/A | #N/A | #N/A | #N/A | #N/A | #N/A | #N/A | #N/A | #N/A | #N/A | #N/A | #N/A | #N/A | #N/A | #N/A | #N/A | #N/A | #N/A | #N/A | #N/A | #N/A | #N/A | #N/A | #N/A | #N/A | #N/A | #N/A | #N/A | #N/A | #N/A | #N/A | #N/A | #N/A | #N/A | #N/A | #N/A | #N/A | #N/A | #N/A | #N/A | #N/A | #N/A | #N/A | #N/A | #N/A | #N/A | #N/A | #N/A | #N/A | #N/A | #N/A | #N/A | #N/A
[26 empty] | R507 | 10 | 770 | 36.69 | 36.87 | 37.05 | 37.23 | 37.41 | 37.59 | 37.77 | 37.95 | 38.13 | 38.31 | 38.49 | 38.66 | 38.84 | 39.02 | 39.2 | 39.37 | 39.55 | 39.72 | 39.9 | 40.07 | 40.25 | 40.42 | 40.6 | 40.77 | 40.94 | 41.12 | 41.29 | 41.46 | 41.63 | 41.8 | 41.97 | 42.14 | 42.31 | 42.47 | 42.64 | 42.81 | 42.97 | 43.14 | 43.3 | 43.47 | 43.63 | 43.79 | 43.96 | 44.12 | 44.28 | 44.44 | 44.59 | 44.75 | 44.91 | 45.06 | 45.22 | #N/A | #N/A | #N/A | #N/A | #N/A | #N/A | #N/A | #N/A | #N/A | #N/A
[26 empty] | R507 | 11 | 771 | 36.2 | 36.38 | 36.56 | 36.74 | 36.92 | 37.1 | 37.28 | 37.46 | 37.63 | 37.81 | 37.99 | 38.17 | 38.35 | 38.52 | 38.7 | 38.88 | 39.05 | 39.23 | 39.4 | 39.58 | 39.75 | 39.92 | 40.1 | 40.27 | 40.44 | 40.62 | 40.79 | 40.96 | 41.13 | 41.3 | 41.47 | 41.64 | 41.8 | 41.97 | 42.14 | 42.3 | 42.47 | 42.64 | 42.8 | 42.96 | 43.13 | 43.29 | 43.45 | 43.61 | 43.77 | 43.93 | 44.09 | 44.24 | 44.4 | 44.56 | 44.71 | 44.87 | #N/A | #N/A | #N/A | #N/A | #N/A | #N/A | #N/A | #N/A | #N/A
[26 empty] | R507 | 12 | 772 | 35.71 | 35.89 | 36.07 | 36.25 | 36.43 | 36.6 | 36.78 | 36.96 | 37.14 | 37.32 | 37.49 | 37.67 | 37.85 | 38.03 | 38.2 | 38.38 | 38.55 | 38.73 | 38.9 | 39.08 | 39.25 | 39.42 | 39.6 | 39.77 | 39.94 | 40.11 | 40.29 | 40.46 | 40.63 | 40.8 | 40.96 | 41.13 | 41.3 | 41.47 | 41.63 | 41.8 | 41.97 | 42.13 | 42.29 | 42.46 | 42.62 | 42.78 | 42.94 | 43.1 | 43.26 | 43.42 | 43.58 | 43.74 | 43.89 | 44.05 | 44.2 | 44.36 | 44.51 | #N/A | #N/A | #N/A | #N/A | #N/A | #N/A | #N/A | #N/A
[26 empty] | R507 | 13 | 773 | 35.21 | 35.39 | 35.57 | 35.75 | 35.93 | 36.11 | 36.29 | 36.47 | 36.64 | 36.82 | 37 | 37.17 | 37.35 | 37.53 | 37.7 | 37.88 | 38.05 | 38.23 | 38.4 | 38.58 | 38.75 | 38.92 | 39.1 | 39.27 | 39.44 | 39.61 | 39.78 | 39.95 | 40.12 | 40.29 | 40.46 | 40.63 | 40.8 | 40.96 | 41.13 | 41.3 | 41.46 | 41.62 | 41.79 | 41.95 | 42.11 | 42.27 | 42.44 | 42.6 | 42.75 | 42.91 | 43.07 | 43.23 | 43.38 | 43.54 | 43.69 | 43.85 | 44 | 44.15 | #N/A | #N/A | #N/A | #N/A | #N/A | #N/A | #N/A
[26 empty] | R507 | 14 | 774 | 34.72 | 34.9 | 35.08 | 35.26 | 35.44 | 35.61 | 35.79 | 35.97 | 36.15 | 36.32 | 36.5 | 36.68 | 36.85 | 37.03 | 37.2 | 37.38 | 37.55 | 37.73 | 37.9 | 38.08 | 38.25 | 38.42 | 38.6 | 38.77 | 38.94 | 39.11 | 39.28 | 39.45 | 39.62 | 39.79 | 39.96 | 40.12 | 40.29 | 40.46 | 40.62 | 40.79 | 40.95 | 41.12 | 41.28 | 41.44 | 41.61 | 41.77 | 41.93 | 42.09 | 42.25 | 42.4 | 42.56 | 42.72 | 42.87 | 43.03 | 43.18 | 43.33 | 43.49 | 43.64 | 43.79 | #N/A | #N/A | #N/A | #N/A | #N/A | #N/A
[26 empty] | R507 | 15 | 775 | 34.23 | 34.4 | 34.58 | 34.76 | 34.94 | 35.12 | 35.29 | 35.47 | 35.65 | 35.83 | 36 | 36.18 | 36.35 | 36.53 | 36.71 | 36.88 | 37.05 | 37.23 | 37.4 | 37.58 | 37.75 | 37.92 | 38.09 | 38.26 | 38.44 | 38.61 | 38.78 | 38.95 | 39.12 | 39.28 | 39.45 | 39.62 | 39.79 | 39.95 | 40.12 | 40.28 | 40.45 | 40.61 | 40.77 | 40.94 | 41.1 | 41.26 | 41.42 | 41.58 | 41.74 | 41.89 | 42.05 | 42.21 | 42.36 | 42.52 | 42.67 | 42.82 | 42.97 | 43.13 | 43.27 | 43.42 | #N/A | #N/A | #N/A | #N/A | #N/A
[26 empty] | R507 | 16 | 776 | 33.73 | 33.91 | 34.09 | 34.26 | 34.44 | 34.62 | 34.8 | 34.97 | 35.15 | 35.33 | 35.5 | 35.68 | 35.85 | 36.03 | 36.2 | 36.38 | 36.55 | 36.73 | 36.9 | 37.07 | 37.25 | 37.42 | 37.59 | 37.76 | 37.93 | 38.1 | 38.27 | 38.44 | 38.61 | 38.78 | 38.95 | 39.11 | 39.28 | 39.45 | 39.61 | 39.77 | 39.94 | 40.1 | 40.26 | 40.43 | 40.59 | 40.75 | 40.91 | 41.07 | 41.23 | 41.38 | 41.54 | 41.7 | 41.85 | 42 | 42.16 | 42.31 | 42.46 | 42.61 | 42.76 | 42.91 | 43.06 | #N/A | #N/A | #N/A | #N/A
[26 empty] | R507 | 17 | 777 | 33.23 | 33.41 | 33.59 | 33.77 | 33.95 | 34.12 | 34.3 | 34.48 | 34.65 | 34.83 | 35 | 35.18 | 35.35 | 35.53 | 35.7 | 35.88 | 36.05 | 36.22 | 36.4 | 36.57 | 36.74 | 36.91 | 37.09 | 37.26 | 37.43 | 37.6 | 37.77 | 37.94 | 38.1 | 38.27 | 38.44 | 38.61 | 38.77 | 38.94 | 39.1 | 39.27 | 39.43 | 39.59 | 39.76 | 39.92 | 40.08 | 40.24 | 40.4 | 40.56 | 40.71 | 40.87 | 41.03 | 41.18 | 41.34 | 41.49 | 41.64 | 41.8 | 41.95 | 42.1 | 42.25 | 42.39 | 42.54 | 42.69 | #N/A | #N/A | #N/A
[26 empty] | R507 | 18 | 778 | 32.74 | 32.92 | 33.09 | 33.27 | 33.45 | 33.62 | 33.8 | 33.98 | 34.15 | 34.33 | 34.5 | 34.68 | 34.85 | 35.03 | 35.2 | 35.38 | 35.55 | 35.72 | 35.89 | 36.07 | 36.24 | 36.41 | 36.58 | 36.75 | 36.92 | 37.09 | 37.26 | 37.43 | 37.6 | 37.76 | 37.93 | 38.1 | 38.26 | 38.43 | 38.59 | 38.76 | 38.92 | 39.08 | 39.25 | 39.41 | 39.57 | 39.73 | 39.89 | 40.04 | 40.2 | 40.36 | 40.51 | 40.67 | 40.82 | 40.98 | 41.13 | 41.28 | 41.43 | 41.58 | 41.73 | 41.88 | 42.03 | 42.17 | 42.32 | #N/A | #N/A
[26 empty] | R507 | 19 | 779 | 32.24 | 32.42 | 32.59 | 32.77 | 32.95 | 33.12 | 33.3 | 33.48 | 33.65 | 33.83 | 34 | 34.18 | 34.35 | 34.53 | 34.7 | 34.87 | 35.05 | 35.22 | 35.39 | 35.56 | 35.73 | 35.9 | 36.08 | 36.25 | 36.42 | 36.58 | 36.75 | 36.92 | 37.09 | 37.26 | 37.42 | 37.59 | 37.75 | 37.92 | 38.08 | 38.25 | 38.41 | 38.57 | 38.73 | 38.89 | 39.05 | 39.21 | 39.37 | 39.53 | 39.69 | 39.85 | 40 | 40.16 | 40.31 | 40.46 | 40.62 | 40.77 | 40.92 | 41.07 | 41.21 | 41.36 | 41.51 | 41.65 | 41.8 | 41.94 | #N/A
[26 empty] | R507 | 20 | 780 | 31.74 | 31.92 | 32.1 | 32.27 | 32.45 | 32.62 | 32.8 | 32.98 | 33.15 | 33.33 | 33.5 | 33.67 | 33.85 | 34.02 | 34.2 | 34.37 | 34.54 | 34.71 | 34.89 | 35.06 | 35.23 | 35.4 | 35.57 | 35.74 | 35.91 | 36.08 | 36.25 | 36.41 | 36.58 | 36.75 | 36.91 | 37.08 | 37.24 | 37.41 | 37.57 | 37.74 | 37.9 | 38.06 | 38.22 | 38.38 | 38.54 | 38.7 | 38.86 | 39.02 | 39.17 | 39.33 | 39.49 | 39.64 | 39.79 | 39.95 | 40.1 | 40.25 | 40.4 | 40.55 | 40.7 | 40.84 | 40.99 | 41.13 | 41.28 | 41.42 | 41.56
[26 empty] | R507 | 21 | 781 | 31.24 | 31.42 | 31.6 | 31.77 | 31.95 | 32.12 | 32.3 | 32.47 | 32.65 | 32.82 | 33 | 33.17 | 33.34 | 33.52 | 33.69 | 33.86 | 34.04 | 34.21 | 34.38 | 34.55 | 34.72 | 34.89 | 35.06 | 35.23 | 35.4 | 35.57 | 35.74 | 35.9 | 36.07 | 36.24 | 36.4 | 36.57 | 36.73 | 36.9 | 37.06 | 37.22 | 37.39 | 37.55 | 37.71 | 37.87 | 38.03 | 38.19 | 38.35 | 38.5 | 38.66 | 38.82 | 38.97 | 39.12 | 39.28 | 39.43 | 39.58 | 39.73 | 39.88 | 40.03 | 40.18 | 40.33 | 40.47 | 40.62 | 40.76 | 40.9 | 41.04
[26 empty] | R507 | 22 | 782 | 30.74 | 30.92 | 31.09 | 31.27 | 31.45 | 31.62 | 31.8 | 31.97 | 32.15 | 32.32 | 32.49 | 32.67 | 32.84 | 33.01 | 33.19 | 33.36 | 33.53 | 33.7 | 33.87 | 34.04 | 34.21 | 34.38 | 34.55 | 34.72 | 34.89 | 35.06 | 35.23 | 35.39 | 35.56 | 35.73 | 35.89 | 36.06 | 36.22 | 36.38 | 36.55 | 36.71 | 36.87 | 37.03 | 37.19 | 37.35 | 37.51 | 37.67 | 37.83 | 37.99 | 38.14 | 38.3 | 38.45 | 38.61 | 38.76 | 38.91 | 39.06 | 39.21 | 39.36 | 39.51 | 39.66 | 39.81 | 39.95 | 40.09 | 40.24 | 40.38 | 40.52
[26 empty] | R507 | 23 | 783 | 30.24 | 30.42 | 30.59 | 30.77 | 30.94 | 31.12 | 31.29 | 31.47 | 31.64 | 31.82 | 31.99 | 32.16 | 32.33 | 32.51 | 32.68 | 32.85 | 33.02 | 33.19 | 33.36 | 33.54 | 33.71 | 33.87 | 34.04 | 34.21 | 34.38 | 34.55 | 34.72 | 34.88 | 35.05 | 35.21 | 35.38 | 35.54 | 35.71 | 35.87 | 36.03 | 36.2 | 36.36 | 36.52 | 36.68 | 36.84 | 37 | 37.16 | 37.31 | 37.47 | 37.63 | 37.78 | 37.94 | 38.09 | 38.24 | 38.39 | 38.54 | 38.69 | 38.84 | 38.99 | 39.14 | 39.28 | 39.43 | 39.57 | 39.72 | 39.86 | 40
[26 empty] | R507 | 24 | 784 | 29.74 | 29.92 | 30.09 | 30.27 | 30.44 | 30.61 | 30.79 | 30.96 | 31.14 | 31.31 | 31.48 | 31.66 | 31.83 | 32 | 32.17 | 32.34 | 32.51 | 32.69 | 32.86 | 33.03 | 33.2 | 33.36 | 33.53 | 33.7 | 33.87 | 34.04 | 34.2 | 34.37 | 34.54 | 34.7 | 34.87 | 35.03 | 35.19 | 35.36 | 35.52 | 35.68 | 35.84 | 36 | 36.16 | 36.32 | 36.48 | 36.64 | 36.8 | 36.95 | 37.11 | 37.26 | 37.42 | 37.57 | 37.72 | 37.87 | 38.02 | 38.17 | 38.32 | 38.47 | 38.62 | 38.76 | 38.91 | 39.05 | 39.19 | 39.33 | 39.47
[26 empty] | R507 | 25 | 785 | 29.25 | 29.42 | 29.6 | 29.77 | 29.95 | 30.12 | 30.3 | 30.47 | 30.64 | 30.82 | 30.99 | 31.16 | 31.33 | 31.5 | 31.68 | 31.85 | 32.02 | 32.19 | 32.36 | 32.53 | 32.7 | 32.87 | 33.03 | 33.2 | 33.37 | 33.54 | 33.7 | 33.87 | 34.03 | 34.2 | 34.36 | 34.53 | 34.69 | 34.85 | 35.01 | 35.18 | 35.34 | 35.5 | 35.66 | 35.82 | 35.97 | 36.13 | 36.29 | 36.44 | 36.6 | 36.75 | 36.91 | 37.06 | 37.21 | 37.36 | 37.51 | 37.66 | 37.81 | 37.96 | 38.1 | 38.25 | 38.39 | 38.54 | 38.68 | 38.82 | 38.96
[26 empty] | R507 | 26 | 786 | 28.75 | 28.92 | 29.1 | 29.27 | 29.44 | 29.62 | 29.79 | 29.96 | 30.14 | 30.31 | 30.48 | 30.65 | 30.83 | 31 | 31.17 | 31.34 | 31.51 | 31.68 | 31.85 | 32.02 | 32.19 | 32.35 | 32.52 | 32.69 | 32.86 | 33.02 | 33.19 | 33.36 | 33.52 | 33.68 | 33.85 | 34.01 | 34.18 | 34.34 | 34.5 | 34.66 | 34.82 | 34.98 | 35.14 | 35.3 | 35.46 | 35.61 | 35.77 | 35.92 | 36.08 | 36.23 | 36.39 | 36.54 | 36.69 | 36.84 | 36.99 | 37.14 | 37.29 | 37.44 | 37.58 | 37.73 | 37.87 | 38.01 | 38.16 | 38.3 | 38.44
[26 empty] | R507 | 27 | 787 | 28.24 | 28.42 | 28.59 | 28.77 | 28.94 | 29.11 | 29.28 | 29.46 | 29.63 | 29.8 | 29.97 | 30.15 | 30.32 | 30.49 | 30.66 | 30.83 | 31 | 31.17 | 31.34 | 31.51 | 31.67 | 31.84 | 32.01 | 32.18 | 32.34 | 32.51 | 32.68 | 32.84 | 33.01 | 33.17 | 33.33 | 33.5 | 33.66 | 33.82 | 33.98 | 34.14 | 34.3 | 34.46 | 34.62 | 34.78 | 34.94 | 35.09 | 35.25 | 35.4 | 35.56 | 35.71 | 35.87 | 36.02 | 36.17 | 36.32 | 36.47 | 36.62 | 36.76 | 36.91 | 37.06 | 37.2 | 37.35 | 37.49 | 37.63 | 37.77 | 37.91
[26 empty] | R507 | 28 | 788 | 27.74 | 27.91 | 28.09 | 28.26 | 28.43 | 28.61 | 28.78 | 28.95 | 29.12 | 29.29 | 29.47 | 29.64 | 29.81 | 29.98 | 30.15 | 30.32 | 30.49 | 30.66 | 30.83 | 30.99 | 31.16 | 31.33 | 31.5 | 31.66 | 31.83 | 32 | 32.16 | 32.33 | 32.49 | 32.65 | 32.82 | 32.98 | 33.14 | 33.3 | 33.46 | 33.62 | 33.78 | 33.94 | 34.1 | 34.26 | 34.42 | 34.57 | 34.73 | 34.88 | 35.04 | 35.19 | 35.34 | 35.49 | 35.65 | 35.8 | 35.94 | 36.09 | 36.24 | 36.39 | 36.53 | 36.68 | 36.82 | 36.96 | 37.1 | 37.24 | 37.38
[26 empty] | R507 | 29 | 789 | 27.23 | 27.41 | 27.58 | 27.75 | 27.93 | 28.1 | 28.27 | 28.44 | 28.61 | 28.79 | 28.96 | 29.13 | 29.3 | 29.47 | 29.64 | 29.81 | 29.98 | 30.14 | 30.31 | 30.48 | 30.65 | 30.82 | 30.98 | 31.15 | 31.31 | 31.48 | 31.64 | 31.81 | 31.97 | 32.14 | 32.3 | 32.46 | 32.62 | 32.78 | 32.94 | 33.1 | 33.26 | 33.42 | 33.58 | 33.74 | 33.89 | 34.05 | 34.21 | 34.36 | 34.51 | 34.67 | 34.82 | 34.97 | 35.12 | 35.27 | 35.42 | 35.57 | 35.71 | 35.86 | 36 | 36.15 | 36.29 | 36.43 | 36.57 | 36.71 | 36.85
[26 empty] | R507 | 30 | 790 | 26.73 | 26.9 | 27.07 | 27.25 | 27.42 | 27.59 | 27.76 | 27.93 | 28.1 | 28.27 | 28.45 | 28.62 | 28.79 | 28.96 | 29.12 | 29.29 | 29.46 | 29.63 | 29.8 | 29.97 | 30.13 | 30.3 | 30.47 | 30.63 | 30.8 | 30.96 | 31.13 | 31.29 | 31.45 | 31.62 | 31.78 | 31.94 | 32.1 | 32.26 | 32.42 | 32.58 | 32.74 | 32.9 | 33.06 | 33.21 | 33.37 | 33.53 | 33.68 | 33.84 | 33.99 | 34.14 | 34.29 | 34.44 | 34.59 | 34.74 | 34.89 | 35.04 | 35.19 | 35.33 | 35.48 | 35.62 | 35.76 | 35.9 | 36.04 | 36.18 | 36.32
[26 empty] | R507 | 31 | 791 | 26.22 | 26.39 | 26.56 | 26.74 | 26.91 | 27.08 | 27.25 | 27.42 | 27.59 | 27.76 | 27.93 | 28.1 | 28.27 | 28.44 | 28.61 | 28.78 | 28.95 | 29.12 | 29.28 | 29.45 | 29.62 | 29.78 | 29.95 | 30.11 | 30.28 | 30.44 | 30.61 | 30.77 | 30.93 | 31.1 | 31.26 | 31.42 | 31.58 | 31.74 | 31.9 | 32.06 | 32.22 | 32.38 | 32.53 | 32.69 | 32.85 | 33 | 33.16 | 33.31 | 33.46 | 33.61 | 33.77 | 33.92 | 34.07 | 34.22 | 34.36 | 34.51 | 34.66 | 34.8 | 34.95 | 35.09 | 35.23 | 35.37 | 35.51 | 35.65 | 35.79
[26 empty] | R507 | 32 | 792 | 25.71 | 25.88 | 26.06 | 26.23 | 26.4 | 26.57 | 26.74 | 26.91 | 27.08 | 27.25 | 27.42 | 27.59 | 27.76 | 27.93 | 28.1 | 28.26 | 28.43 | 28.6 | 28.77 | 28.93 | 29.1 | 29.27 | 29.43 | 29.6 | 29.76 | 29.92 | 30.09 | 30.25 | 30.41 | 30.58 | 30.74 | 30.9 | 31.06 | 31.22 | 31.38 | 31.54 | 31.69 | 31.85 | 32.01 | 32.16 | 32.32 | 32.48 | 32.63 | 32.78 | 32.94 | 33.09 | 33.24 | 33.39 | 33.54 | 33.69 | 33.83 | 33.98 | 34.13 | 34.27 | 34.41 | 34.56 | 34.7 | 34.84 | 34.98 | 35.12 | 35.26
[26 empty] | R507 | 33 | 793 | 25.2 | 25.37 | 25.54 | 25.72 | 25.89 | 26.06 | 26.23 | 26.4 | 26.57 | 26.74 | 26.91 | 27.07 | 27.24 | 27.41 | 27.58 | 27.75 | 27.91 | 28.08 | 28.25 | 28.41 | 28.58 | 28.75 | 28.91 | 29.08 | 29.24 | 29.4 | 29.57 | 29.73 | 29.89 | 30.05 | 30.21 | 30.37 | 30.53 | 30.69 | 30.85 | 31.01 | 31.17 | 31.33 | 31.48 | 31.64 | 31.79 | 31.95 | 32.1 | 32.25 | 32.41 | 32.56 | 32.71 | 32.86 | 33.01 | 33.15 | 33.3 | 33.45 | 33.59 | 33.74 | 33.88 | 34.02 | 34.17 | 34.31 | 34.45 | 34.58 | 34.72
[26 empty] | R507 | 34 | 794 | 24.69 | 24.86 | 25.03 | 25.2 | 25.37 | 25.54 | 25.71 | 25.88 | 26.05 | 26.22 | 26.39 | 26.56 | 26.73 | 26.89 | 27.06 | 27.23 | 27.4 | 27.56 | 27.73 | 27.89 | 28.06 | 28.22 | 28.39 | 28.55 | 28.72 | 28.88 | 29.04 | 29.21 | 29.37 | 29.53 | 29.69 | 29.85 | 30.01 | 30.17 | 30.33 | 30.48 | 30.64 | 30.8 | 30.95 | 31.11 | 31.26 | 31.42 | 31.57 | 31.72 | 31.87 | 32.03 | 32.18 | 32.32 | 32.47 | 32.62 | 32.77 | 32.91 | 33.06 | 33.2 | 33.35 | 33.49 | 33.63 | 33.77 | 33.91 | 34.05 | 34.18
[26 empty] | R507 | 35 | 795 | 24.18 | 24.35 | 24.52 | 24.69 | 24.86 | 25.03 | 25.2 | 25.37 | 25.53 | 25.7 | 25.87 | 26.04 | 26.21 | 26.37 | 26.54 | 26.71 | 26.88 | 27.04 | 27.21 | 27.37 | 27.54 | 27.7 | 27.87 | 28.03 | 28.19 | 28.36 | 28.52 | 28.68 | 28.84 | 29 | 29.16 | 29.32 | 29.48 | 29.64 | 29.8 | 29.95 | 30.11 | 30.27 | 30.42 | 30.58 | 30.73 | 30.89 | 31.04 | 31.19 | 31.34 | 31.49 | 31.64 | 31.79 | 31.94 | 32.09 | 32.23 | 32.38 | 32.52 | 32.67 | 32.81 | 32.95 | 33.09 | 33.23 | 33.37 | 33.51 | 33.64
[26 empty] | R507 | 36 | 796 | 23.68 | 23.84 | 24.01 | 24.18 | 24.35 | 24.52 | 24.69 | 24.86 | 25.03 | 25.2 | 25.36 | 25.53 | 25.7 | 25.87 | 26.03 | 26.2 | 26.37 | 26.53 | 26.7 | 26.86 | 27.03 | 27.19 | 27.35 | 27.52 | 27.68 | 27.84 | 28 | 28.16 | 28.33 | 28.49 | 28.65 | 28.81 | 28.96 | 29.12 | 29.28 | 29.44 | 29.59 | 29.75 | 29.9 | 30.06 | 30.21 | 30.36 | 30.52 | 30.67 | 30.82 | 30.97 | 31.12 | 31.27 | 31.42 | 31.56 | 31.71 | 31.85 | 32 | 32.14 | 32.28 | 32.42 | 32.56 | 32.7 | 32.84 | 32.98 | 33.12
[26 empty] | R507 | 37 | 797 | 23.16 | 23.33 | 23.5 | 23.67 | 23.84 | 24.01 | 24.17 | 24.34 | 24.51 | 24.68 | 24.84 | 25.01 | 25.18 | 25.35 | 25.51 | 25.68 | 25.84 | 26.01 | 26.17 | 26.34 | 26.5 | 26.66 | 26.83 | 26.99 | 27.15 | 27.31 | 27.48 | 27.64 | 27.8 | 27.96 | 28.12 | 28.28 | 28.43 | 28.59 | 28.75 | 28.9 | 29.06 | 29.22 | 29.37 | 29.52 | 29.68 | 29.83 | 29.98 | 30.13 | 30.28 | 30.43 | 30.58 | 30.73 | 30.88 | 31.02 | 31.17 | 31.31 | 31.46 | 31.6 | 31.74 | 31.88 | 32.02 | 32.16 | 32.3 | 32.44 | 32.57
[26 empty] | R507 | 38 | 798 | 22.64 | 22.81 | 22.98 | 23.15 | 23.32 | 23.49 | 23.65 | 23.82 | 23.99 | 24.16 | 24.32 | 24.49 | 24.66 | 24.82 | 24.99 | 25.15 | 25.32 | 25.48 | 25.65 | 25.81 | 25.97 | 26.14 | 26.3 | 26.46 | 26.62 | 26.79 | 26.95 | 27.11 | 27.27 | 27.43 | 27.58 | 27.74 | 27.9 | 28.06 | 28.21 | 28.37 | 28.53 | 28.68 | 28.83 | 28.99 | 29.14 | 29.29 | 29.44 | 29.6 | 29.75 | 29.89 | 30.04 | 30.19 | 30.34 | 30.48 | 30.63 | 30.77 | 30.92 | 31.06 | 31.2 | 31.34 | 31.48 | 31.62 | 31.76 | 31.89 | 32.03
[26 empty] | R507 | 39 | 799 | 22.12 | 22.29 | 22.46 | 22.63 | 22.8 | 22.96 | 23.13 | 23.3 | 23.47 | 23.63 | 23.8 | 23.96 | 24.13 | 24.3 | 24.46 | 24.63 | 24.79 | 24.95 | 25.12 | 25.28 | 25.44 | 25.61 | 25.77 | 25.93 | 26.09 | 26.25 | 26.41 | 26.57 | 26.73 | 26.89 | 27.05 | 27.21 | 27.37 | 27.52 | 27.68 | 27.83 | 27.99 | 28.14 | 28.3 | 28.45 | 28.6 | 28.75 | 28.9 | 29.05 | 29.2 | 29.35 | 29.5 | 29.65 | 29.79 | 29.94 | 30.09 | 30.23 | 30.37 | 30.51 | 30.65 | 30.8 | 30.93 | 31.07 | 31.21 | 31.35 | 31.48
[26 empty] | R507 | 40 | 800 | 21.6 | 21.77 | 21.94 | 22.11 | 22.27 | 22.44 | 22.61 | 22.77 | 22.94 | 23.11 | 23.27 | 23.44 | 23.6 | 23.77 | 23.93 | 24.1 | 24.26 | 24.42 | 24.59 | 24.75 | 24.91 | 25.08 | 25.24 | 25.4 | 25.56 | 25.72 | 25.88 | 26.04 | 26.2 | 26.36 | 26.51 | 26.67 | 26.83 | 26.98 | 27.14 | 27.29 | 27.45 | 27.6 | 27.76 | 27.91 | 28.06 | 28.21 | 28.36 | 28.51 | 28.66 | 28.81 | 28.96 | 29.1 | 29.25 | 29.39 | 29.54 | 29.68 | 29.82 | 29.97 | 30.11 | 30.25 | 30.39 | 30.52 | 30.66 | 30.8 | 30.93
[26 empty] | R507 | 41 | 801 | 21.08 | 21.25 | 21.41 | 21.58 | 21.75 | 21.91 | 22.08 | 22.25 | 22.41 | 22.58 | 22.74 | 22.91 | 23.07 | 23.24 | 23.4 | 23.56 | 23.73 | 23.89 | 24.05 | 24.22 | 24.38 | 24.54 | 24.7 | 24.86 | 25.02 | 25.18 | 25.34 | 25.5 | 25.66 | 25.82 | 25.97 | 26.13 | 26.29 | 26.44 | 26.6 | 26.75 | 26.91 | 27.06 | 27.21 | 27.36 | 27.52 | 27.67 | 27.82 | 27.97 | 28.11 | 28.26 | 28.41 | 28.56 | 28.7 | 28.85 | 28.99 | 29.13 | 29.27 | 29.42 | 29.56 | 29.7 | 29.83 | 29.97 | 30.11 | 30.24 | 30.38
[26 empty] | R507 | 42 | 802 | 20.55 | 20.72 | 20.89 | 21.05 | 21.22 | 21.38 | 21.55 | 21.72 | 21.88 | 22.05 | 22.21 | 22.38 | 22.54 | 22.7 | 22.87 | 23.03 | 23.19 | 23.36 | 23.52 | 23.68 | 23.84 | 24 | 24.16 | 24.32 | 24.48 | 24.64 | 24.8 | 24.96 | 25.12 | 25.27 | 25.43 | 25.59 | 25.74 | 25.9 | 26.05 | 26.21 | 26.36 | 26.51 | 26.67 | 26.82 | 26.97 | 27.12 | 27.27 | 27.42 | 27.57 | 27.71 | 27.86 | 28.01 | 28.15 | 28.29 | 28.44 | 28.58 | 28.72 | 28.86 | 29 | 29.14 | 29.28 | 29.42 | 29.55 | 29.69 | 29.82
[26 empty] | R507 | 43 | 803 | 20.04 | 20.2 | 20.37 | 20.53 | 20.7 | 20.86 | 21.03 | 21.19 | 21.36 | 21.52 | 21.69 | 21.85 | 22.02 | 22.18 | 22.34 | 22.51 | 22.67 | 22.83 | 22.99 | 23.15 | 23.31 | 23.47 | 23.63 | 23.79 | 23.95 | 24.11 | 24.27 | 24.43 | 24.59 | 24.74 | 24.9 | 25.05 | 25.21 | 25.36 | 25.52 | 25.67 | 25.83 | 25.98 | 26.13 | 26.28 | 26.43 | 26.58 | 26.73 | 26.88 | 27.03 | 27.17 | 27.32 | 27.46 | 27.61 | 27.75 | 27.89 | 28.04 | 28.18 | 28.32 | 28.46 | 28.6 | 28.73 | 28.87 | 29 | 29.14 | 29.27
[26 empty] | R507 | 44 | 804 | 19.5 | 19.67 | 19.84 | 20 | 20.17 | 20.33 | 20.5 | 20.66 | 20.82 | 20.99 | 21.15 | 21.32 | 21.48 | 21.64 | 21.8 | 21.97 | 22.13 | 22.29 | 22.45 | 22.61 | 22.77 | 22.93 | 23.09 | 23.25 | 23.41 | 23.57 | 23.72 | 23.88 | 24.04 | 24.2 | 24.35 | 24.51 | 24.66 | 24.82 | 24.97 | 25.12 | 25.27 | 25.43 | 25.58 | 25.73 | 25.88 | 26.03 | 26.18 | 26.32 | 26.47 | 26.62 | 26.76 | 26.91 | 27.05 | 27.19 | 27.34 | 27.48 | 27.62 | 27.76 | 27.9 | 28.04 | 28.17 | 28.31 | 28.44 | 28.58 | 28.71
[26 empty] | R507 | 45 | 805 | 18.97 | 19.13 | 19.3 | 19.46 | 19.63 | 19.79 | 19.96 | 20.12 | 20.28 | 20.45 | 20.61 | 20.77 | 20.94 | 21.1 | 21.26 | 21.42 | 21.58 | 21.74 | 21.91 | 22.07 | 22.23 | 22.38 | 22.54 | 22.7 | 22.86 | 23.02 | 23.18 | 23.33 | 23.49 | 23.64 | 23.8 | 23.95 | 24.11 | 24.26 | 24.41 | 24.57 | 24.72 | 24.87 | 25.02 | 25.17 | 25.32 | 25.47 | 25.62 | 25.76 | 25.91 | 26.06 | 26.2 | 26.35 | 26.49 | 26.63 | 26.77 | 26.92 | 27.06 | 27.19 | 27.33 | 27.47 | 27.61 | 27.74 | 27.88 | 28.01 | 28.14
[26 empty] | R507 | 46 | 806 | 18.43 | 18.6 | 18.76 | 18.92 | 19.09 | 19.25 | 19.42 | 19.58 | 19.74 | 19.9 | 20.07 | 20.23 | 20.39 | 20.55 | 20.71 | 20.88 | 21.04 | 21.2 | 21.36 | 21.52 | 21.68 | 21.83 | 21.99 | 22.15 | 22.31 | 22.47 | 22.62 | 22.78 | 22.93 | 23.09 | 23.24 | 23.4 | 23.55 | 23.7 | 23.86 | 24.01 | 24.16 | 24.31 | 24.46 | 24.61 | 24.76 | 24.91 | 25.05 | 25.2 | 25.35 | 25.49 | 25.64 | 25.78 | 25.92 | 26.07 | 26.21 | 26.35 | 26.49 | 26.63 | 26.76 | 26.9 | 27.04 | 27.17 | 27.31 | 27.44 | 27.57
[26 empty] | R507 | 47 | 807 | 17.89 | 18.05 | 18.22 | 18.38 | 18.54 | 18.71 | 18.87 | 19.03 | 19.19 | 19.36 | 19.52 | 19.68 | 19.84 | 20 | 20.16 | 20.32 | 20.48 | 20.64 | 20.8 | 20.96 | 21.12 | 21.28 | 21.44 | 21.59 | 21.75 | 21.91 | 22.06 | 22.22 | 22.37 | 22.53 | 22.68 | 22.84 | 22.99 | 23.14 | 23.29 | 23.45 | 23.6 | 23.75 | 23.9 | 24.04 | 24.19 | 24.34 | 24.49 | 24.63 | 24.78 | 24.92 | 25.07 | 25.21 | 25.35 | 25.5 | 25.64 | 25.78 | 25.92 | 26.05 | 26.19 | 26.33 | 26.46 | 26.6 | 26.73 | 26.86 | 26.99
[26 empty] | R507 | 48 | 808 | 17.35 | 17.52 | 17.68 | 17.84 | 18.01 | 18.17 | 18.33 | 18.49 | 18.66 | 18.82 | 18.98 | 19.14 | 19.3 | 19.46 | 19.62 | 19.78 | 19.94 | 20.1 | 20.26 | 20.42 | 20.57 | 20.73 | 20.89 | 21.05 | 21.2 | 21.36 | 21.51 | 21.67 | 21.82 | 21.98 | 22.13 | 22.28 | 22.44 | 22.59 | 22.74 | 22.89 | 23.04 | 23.19 | 23.34 | 23.49 | 23.63 | 23.78 | 23.93 | 24.07 | 24.22 | 24.36 | 24.51 | 24.65 | 24.79 | 24.93 | 25.07 | 25.21 | 25.35 | 25.49 | 25.62 | 25.76 | 25.89 | 26.03 | 26.16 | 26.29 | 26.42
[26 empty] | R507 | 49 | 809 | 16.8 | 16.97 | 17.13 | 17.29 | 17.45 | 17.62 | 17.78 | 17.94 | 18.1 | 18.26 | 18.42 | 18.58 | 18.74 | 18.9 | 19.06 | 19.22 | 19.38 | 19.54 | 19.7 | 19.85 | 20.01 | 20.17 | 20.32 | 20.48 | 20.64 | 20.79 | 20.95 | 21.1 | 21.25 | 21.41 | 21.56 | 21.71 | 21.87 | 22.02 | 22.17 | 22.32 | 22.47 | 22.62 | 22.76 | 22.91 | 23.06 | 23.21 | 23.35 | 23.5 | 23.64 | 23.78 | 23.93 | 24.07 | 24.21 | 24.35 | 24.49 | 24.63 | 24.77 | 24.9 | 25.04 | 25.18 | 25.31 | 25.44 | 25.58 | 25.71 | 25.84
[26 empty] | R507 | 50 | 810 | 16.25 | 16.41 | 16.57 | 16.73 | 16.9 | 17.06 | 17.22 | 17.38 | 17.54 | 17.7 | 17.86 | 18.02 | 18.18 | 18.34 | 18.5 | 18.65 | 18.81 | 18.97 | 19.13 | 19.28 | 19.44 | 19.6 | 19.75 | 19.91 | 20.06 | 20.22 | 20.37 | 20.53 | 20.68 | 20.83 | 20.99 | 21.14 | 21.29 | 21.44 | 21.59 | 21.74 | 21.89 | 22.04 | 22.18 | 22.33 | 22.48 | 22.62 | 22.77 | 22.91 | 23.06 | 23.2 | 23.34 | 23.48 | 23.62 | 23.76 | 23.9 | 24.04 | 24.18 | 24.32 | 24.45 | 24.59 | 24.72 | 24.85 | 24.98 | 25.11 | 25.24
[26 empty] | R507 | 51 | 811 | 15.69 | 15.85 | 16.01 | 16.17 | 16.33 | 16.49 | 16.65 | 16.81 | 16.97 | 17.13 | 17.29 | 17.45 | 17.61 | 17.77 | 17.92 | 18.08 | 18.24 | 18.4 | 18.55 | 18.71 | 18.87 | 19.02 | 19.18 | 19.33 | 19.49 | 19.64 | 19.79 | 19.95 | 20.1 | 20.25 | 20.4 | 20.55 | 20.7 | 20.85 | 21 | 21.15 | 21.3 | 21.45 | 21.6 | 21.74 | 21.89 | 22.03 | 22.18 | 22.32 | 22.47 | 22.61 | 22.75 | 22.89 | 23.03 | 23.17 | 23.31 | 23.45 | 23.58 | 23.72 | 23.85 | 23.99 | 24.12 | 24.25 | 24.38 | 24.51 | 24.64
[26 empty] | R507 | 52 | 812 | 15.13 | 15.29 | 15.45 | 15.61 | 15.77 | 15.93 | 16.09 | 16.25 | 16.41 | 16.57 | 16.73 | 16.89 | 17.04 | 17.2 | 17.36 | 17.52 | 17.67 | 17.83 | 17.99 | 18.14 | 18.3 | 18.45 | 18.61 | 18.76 | 18.91 | 19.07 | 19.22 | 19.37 | 19.52 | 19.68 | 19.83 | 19.98 | 20.13 | 20.28 | 20.43 | 20.57 | 20.72 | 20.87 | 21.01 | 21.16 | 21.31 | 21.45 | 21.59 | 21.74 | 21.88 | 22.02 | 22.16 | 22.3 | 22.44 | 22.58 | 22.72 | 22.86 | 22.99 | 23.13 | 23.26 | 23.4 | 23.53 | 23.66 | 23.79 | 23.92 | 24.05
[26 empty] | R507 | 53 | 813 | 14.56 | 14.72 | 14.88 | 15.04 | 15.2 | 15.35 | 15.51 | 15.67 | 15.83 | 15.99 | 16.15 | 16.3 | 16.46 | 16.62 | 16.77 | 16.93 | 17.09 | 17.24 | 17.4 | 17.55 | 17.71 | 17.86 | 18.02 | 18.17 | 18.32 | 18.47 | 18.63 | 18.78 | 18.93 | 19.08 | 19.23 | 19.38 | 19.53 | 19.68 | 19.83 | 19.97 | 20.12 | 20.27 | 20.41 | 20.56 | 20.7 | 20.85 | 20.99 | 21.13 | 21.27 | 21.42 | 21.56 | 21.7 | 21.83 | 21.97 | 22.11 | 22.25 | 22.38 | 22.52 | 22.65 | 22.78 | 22.92 | 23.05 | 23.18 | 23.31 | 23.43
[26 empty] | R507 | 54 | 814 | 13.97 | 14.13 | 14.29 | 14.45 | 14.61 | 14.77 | 14.93 | 15.08 | 15.24 | 15.4 | 15.56 | 15.71 | 15.87 | 16.03 | 16.18 | 16.34 | 16.49 | 16.65 | 16.8 | 16.96 | 17.11 | 17.26 | 17.42 | 17.57 | 17.72 | 17.87 | 18.02 | 18.18 | 18.33 | 18.48 | 18.63 | 18.77 | 18.92 | 19.07 | 19.22 | 19.37 | 19.51 | 19.66 | 19.8 | 19.95 | 20.09 | 20.23 | 20.38 | 20.52 | 20.66 | 20.8 | 20.94 | 21.08 | 21.22 | 21.35 | 21.49 | 21.63 | 21.76 | 21.9 | 22.03 | 22.16 | 22.29 | 22.42 | 22.55 | 22.68 | 22.81
[26 empty] | R507 | 55 | 815 | 13.4 | 13.55 | 13.71 | 13.87 | 14.03 | 14.19 | 14.34 | 14.5 | 14.66 | 14.81 | 14.97 | 15.13 | 15.28 | 15.44 | 15.59 | 15.75 | 15.9 | 16.06 | 16.21 | 16.36 | 16.52 | 16.67 | 16.82 | 16.97 | 17.12 | 17.28 | 17.43 | 17.58 | 17.73 | 17.87 | 18.02 | 18.17 | 18.32 | 18.47 | 18.61 | 18.76 | 18.91 | 19.05 | 19.19 | 19.34 | 19.48 | 19.62 | 19.77 | 19.91 | 20.05 | 20.19 | 20.33 | 20.46 | 20.6 | 20.74 | 20.87 | 21.01 | 21.14 | 21.28 | 21.41 | 21.54 | 21.67 | 21.8 | 21.93 | 22.06 | 22.18
[26 empty] | R507 | 56 | 816 | 12.8 | 12.95 | 13.11 | 13.27 | 13.42 | 13.58 | 13.74 | 13.89 | 14.05 | 14.21 | 14.36 | 14.52 | 14.67 | 14.83 | 14.98 | 15.13 | 15.29 | 15.44 | 15.59 | 15.75 | 15.9 | 16.05 | 16.2 | 16.35 | 16.5 | 16.65 | 16.8 | 16.95 | 17.1 | 17.25 | 17.4 | 17.55 | 17.69 | 17.84 | 17.99 | 18.13 | 18.28 | 18.42 | 18.56 | 18.71 | 18.85 | 18.99 | 19.13 | 19.27 | 19.41 | 19.55 | 19.69 | 19.83 | 19.96 | 20.1 | 20.23 | 20.37 | 20.5 | 20.64 | 20.77 | 20.9 | 21.03 | 21.16 | 21.28 | 21.41 | 21.54
[26 empty] | R507 | 57 | 817 | 12.2 | 12.35 | 12.51 | 12.67 | 12.82 | 12.98 | 13.13 | 13.29 | 13.44 | 13.6 | 13.75 | 13.91 | 14.06 | 14.22 | 14.37 | 14.52 | 14.67 | 14.83 | 14.98 | 15.13 | 15.28 | 15.43 | 15.58 | 15.73 | 15.88 | 16.03 | 16.18 | 16.33 | 16.48 | 16.63 | 16.77 | 16.92 | 17.07 | 17.21 | 17.36 | 17.5 | 17.65 | 17.79 | 17.93 | 18.07 | 18.22 | 18.36 | 18.5 | 18.64 | 18.78 | 18.91 | 19.05 | 19.19 | 19.32 | 19.46 | 19.59 | 19.73 | 19.86 | 19.99 | 20.12 | 20.25 | 20.38 | 20.51 | 20.64 | 20.76 | 20.89
[26 empty] | R507 | 58 | 818 | 11.58 | 11.73 | 11.89 | 12.04 | 12.2 | 12.35 | 12.51 | 12.66 | 12.81 | 12.97 | 13.12 | 13.28 | 13.43 | 13.58 | 13.73 | 13.89 | 14.04 | 14.19 | 14.34 | 14.49 | 14.64 | 14.79 | 14.94 | 15.09 | 15.24 | 15.39 | 15.54 | 15.68 | 15.83 | 15.98 | 16.13 | 16.27 | 16.42 | 16.56 | 16.71 | 16.85 | 16.99 | 17.13 | 17.28 | 17.42 | 17.56 | 17.7 | 17.84 | 17.98 | 18.11 | 18.25 | 18.39 | 18.52 | 18.66 | 18.79 | 18.93 | 19.06 | 19.19 | 19.32 | 19.45 | 19.58 | 19.71 | 19.84 | 19.97 | 20.09 | 20.22
[26 empty] | R507 | 59 | 819 | 10.95 | 11.1 | 11.26 | 11.41 | 11.57 | 11.72 | 11.88 | 12.03 | 12.18 | 12.33 | 12.49 | 12.64 | 12.79 | 12.94 | 13.1 | 13.25 | 13.4 | 13.55 | 13.7 | 13.85 | 14 | 14.15 | 14.3 | 14.44 | 14.59 | 14.74 | 14.89 | 15.03 | 15.18 | 15.33 | 15.47 | 15.62 | 15.76 | 15.9 | 16.05 | 16.19 | 16.33 | 16.47 | 16.62 | 16.76 | 16.9 | 17.04 | 17.17 | 17.31 | 17.45 | 17.59 | 17.72 | 17.86 | 17.99 | 18.12 | 18.26 | 18.39 | 18.52 | 18.65 | 18.78 | 18.91 | 19.04 | 19.16 | 19.29 | 19.41 | 19.54
[26 empty] | R507 | 60 | 820 | 10.31 | 10.46 | 10.62 | 10.77 | 10.92 | 11.08 | 11.23 | 11.38 | 11.53 | 11.68 | 11.84 | 11.99 | 12.14 | 12.29 | 12.44 | 12.59 | 12.74 | 12.89 | 13.04 | 13.19 | 13.34 | 13.49 | 13.63 | 13.78 | 13.93 | 14.07 | 14.22 | 14.37 | 14.51 | 14.66 | 14.8 | 14.94 | 15.09 | 15.23 | 15.37 | 15.52 | 15.66 | 15.8 | 15.94 | 16.08 | 16.22 | 16.35 | 16.49 | 16.63 | 16.77 | 16.9 | 17.04 | 17.17 | 17.3 | 17.44 | 17.57 | 17.7 | 17.83 | 17.96 | 18.09 | 18.21 | 18.34 | 18.47 | 18.59 | 18.72 | 18.84
[26 empty] | R507 | 61 | 821 | 9.64 | 9.79 | 9.95 | 10.1 | 10.25 | 10.4 | 10.55 | 10.7 | 10.86 | 11.01 | 11.16 | 11.31 | 11.46 | 11.61 | 11.76 | 11.91 | 12.05 | 12.2 | 12.35 | 12.5 | 12.65 | 12.79 | 12.94 | 13.09 | 13.23 | 13.38 | 13.52 | 13.67 | 13.81 | 13.96 | 14.1 | 14.24 | 14.39 | 14.53 | 14.67 | 14.81 | 14.95 | 15.09 | 15.23 | 15.37 | 15.5 | 15.64 | 15.78 | 15.91 | 16.05 | 16.18 | 16.32 | 16.45 | 16.58 | 16.72 | 16.85 | 16.98 | 17.11 | 17.24 | 17.36 | 17.49 | 17.62 | 17.74 | 17.86 | 17.99 | 18.11
[26 empty] | R507 | 62 | 822 | 8.96 | 9.11 | 9.26 | 9.41 | 9.57 | 9.72 | 9.87 | 10.02 | 10.17 | 10.32 | 10.47 | 10.62 | 10.76 | 10.91 | 11.06 | 11.21 | 11.36 | 11.5 | 11.65 | 11.8 | 11.94 | 12.09 | 12.24 | 12.38 | 12.53 | 12.67 | 12.81 | 12.96 | 13.1 | 13.24 | 13.39 | 13.53 | 13.67 | 13.81 | 13.95 | 14.09 | 14.23 | 14.37 | 14.51 | 14.64 | 14.78 | 14.92 | 15.05 | 15.19 | 15.32 | 15.46 | 15.59 | 15.72 | 15.85 | 15.98 | 16.11 | 16.24 | 16.37 | 16.5 | 16.62 | 16.75 | 16.87 | 17 | 17.12 | 17.24 | 17.37
[26 empty] | R507 | 63 | 823 | 8.27 | 8.42 | 8.57 | 8.72 | 8.87 | 9.02 | 9.17 | 9.31 | 9.46 | 9.61 | 9.76 | 9.91 | 10.06 | 10.2 | 10.35 | 10.5 | 10.64 | 10.79 | 10.94 | 11.08 | 11.23 | 11.37 | 11.52 | 11.66 | 11.8 | 11.95 | 12.09 | 12.23 | 12.37 | 12.51 | 12.66 | 12.8 | 12.94 | 13.08 | 13.22 | 13.35 | 13.49 | 13.63 | 13.77 | 13.9 | 14.04 | 14.17 | 14.31 | 14.44 | 14.57 | 14.71 | 14.84 | 14.97 | 15.1 | 15.23 | 15.36 | 15.49 | 15.61 | 15.74 | 15.87 | 15.99 | 16.11 | 16.24 | 16.36 | 16.48 | 16.6
[26 empty] | R507 | 64 | 824 | 7.54 | 7.68 | 7.83 | 7.98 | 8.13 | 8.28 | 8.42 | 8.57 | 8.72 | 8.87 | 9.01 | 9.16 | 9.31 | 9.45 | 9.6 | 9.74 | 9.89 | 10.03 | 10.18 | 10.32 | 10.47 | 10.61 | 10.75 | 10.89 | 11.04 | 11.18 | 11.32 | 11.46 | 11.6 | 11.74 | 11.88 | 12.02 | 12.16 | 12.3 | 12.44 | 12.57 | 12.71 | 12.85 | 12.98 | 13.12 | 13.25 | 13.39 | 13.52 | 13.65 | 13.78 | 13.91 | 14.05 | 14.18 | 14.3 | 14.43 | 14.56 | 14.69 | 14.81 | 14.94 | 15.06 | 15.19 | 15.31 | 15.43 | 15.55 | 15.67 | 15.79
[26 empty] | R507 | 65 | 825 | 6.78 | 6.92 | 7.07 | 7.22 | 7.36 | 7.51 | 7.66 | 7.8 | 7.95 | 8.09 | 8.24 | 8.38 | 8.53 | 8.67 | 8.82 | 8.96 | 9.1 | 9.25 | 9.39 | 9.53 | 9.68 | 9.82 | 9.96 | 10.1 | 10.24 | 10.38 | 10.52 | 10.66 | 10.8 | 10.94 | 11.08 | 11.22 | 11.35 | 11.49 | 11.63 | 11.76 | 11.9 | 12.03 | 12.17 | 12.3 | 12.43 | 12.57 | 12.7 | 12.83 | 12.96 | 13.09 | 13.22 | 13.35 | 13.47 | 13.6 | 13.73 | 13.85 | 13.98 | 14.1 | 14.23 | 14.35 | 14.47 | 14.59 | 14.71 | 14.83 | 14.95
[26 empty] | R744 | -40 | 830 | #N/A | #N/A | #N/A | #N/A | #N/A | #N/A | #N/A | #N/A | #N/A | #N/A | #N/A | #N/A | #N/A | #N/A | #N/A | #N/A | #N/A | #N/A | #N/A | #N/A | #N/A | #N/A | #N/A | #N/A | #N/A | #N/A | #N/A | #N/A | #N/A | #N/A | #N/A | #N/A | #N/A | #N/A | #N/A | #N/A | #N/A | #N/A | #N/A | #N/A | #N/A | #N/A | #N/A | #N/A | #N/A | #N/A | #N/A | #N/A | #N/A | #N/A | #N/A | #N/A | #N/A | #N/A | #N/A | #N/A | #N/A | #N/A | #N/A | #N/A | #N/A
[26 empty] | R744 | -39 | 831 | #N/A | #N/A | #N/A | #N/A | #N/A | #N/A | #N/A | #N/A | #N/A | #N/A | #N/A | #N/A | #N/A | #N/A | #N/A | #N/A | #N/A | #N/A | #N/A | #N/A | #N/A | #N/A | #N/A | #N/A | #N/A | #N/A | #N/A | #N/A | #N/A | #N/A | #N/A | #N/A | #N/A | #N/A | #N/A | #N/A | #N/A | #N/A | #N/A | #N/A | #N/A | #N/A | #N/A | #N/A | #N/A | #N/A | #N/A | #N/A | #N/A | #N/A | #N/A | #N/A | #N/A | #N/A | #N/A | #N/A | #N/A | #N/A | #N/A | #N/A | #N/A
[26 empty] | R744 | -38 | 832 | #N/A | #N/A | #N/A | #N/A | #N/A | #N/A | #N/A | #N/A | #N/A | #N/A | #N/A | #N/A | #N/A | #N/A | #N/A | #N/A | #N/A | #N/A | #N/A | #N/A | #N/A | #N/A | #N/A | #N/A | #N/A | #N/A | #N/A | #N/A | #N/A | #N/A | #N/A | #N/A | #N/A | #N/A | #N/A | #N/A | #N/A | #N/A | #N/A | #N/A | #N/A | #N/A | #N/A | #N/A | #N/A | #N/A | #N/A | #N/A | #N/A | #N/A | #N/A | #N/A | #N/A | #N/A | #N/A | #N/A | #N/A | #N/A | #N/A | #N/A | #N/A
[26 empty] | R744 | -37 | 833 | #N/A | #N/A | #N/A | #N/A | #N/A | #N/A | #N/A | #N/A | #N/A | #N/A | #N/A | #N/A | #N/A | #N/A | #N/A | #N/A | #N/A | #N/A | #N/A | #N/A | #N/A | #N/A | #N/A | #N/A | #N/A | #N/A | #N/A | #N/A | #N/A | #N/A | #N/A | #N/A | #N/A | #N/A | #N/A | #N/A | #N/A | #N/A | #N/A | #N/A | #N/A | #N/A | #N/A | #N/A | #N/A | #N/A | #N/A | #N/A | #N/A | #N/A | #N/A | #N/A | #N/A | #N/A | #N/A | #N/A | #N/A | #N/A | #N/A | #N/A | #N/A
[26 empty] | R744 | -36 | 834 | #N/A | #N/A | #N/A | #N/A | #N/A | #N/A | #N/A | #N/A | #N/A | #N/A | #N/A | #N/A | #N/A | #N/A | #N/A | #N/A | #N/A | #N/A | #N/A | #N/A | #N/A | #N/A | #N/A | #N/A | #N/A | #N/A | #N/A | #N/A | #N/A | #N/A | #N/A | #N/A | #N/A | #N/A | #N/A | #N/A | #N/A | #N/A | #N/A | #N/A | #N/A | #N/A | #N/A | #N/A | #N/A | #N/A | #N/A | #N/A | #N/A | #N/A | #N/A | #N/A | #N/A | #N/A | #N/A | #N/A | #N/A | #N/A | #N/A | #N/A | #N/A
[26 empty] | R744 | -35 | 835 | #N/A | #N/A | #N/A | #N/A | #N/A | #N/A | #N/A | #N/A | #N/A | #N/A | #N/A | #N/A | #N/A | #N/A | #N/A | #N/A | #N/A | #N/A | #N/A | #N/A | #N/A | #N/A | #N/A | #N/A | #N/A | #N/A | #N/A | #N/A | #N/A | #N/A | #N/A | #N/A | #N/A | #N/A | #N/A | #N/A | #N/A | #N/A | #N/A | #N/A | #N/A | #N/A | #N/A | #N/A | #N/A | #N/A | #N/A | #N/A | #N/A | #N/A | #N/A | #N/A | #N/A | #N/A | #N/A | #N/A | #N/A | #N/A | #N/A | #N/A | #N/A
[26 empty] | R744 | -34 | 836 | #N/A | #N/A | #N/A | #N/A | #N/A | #N/A | #N/A | #N/A | #N/A | #N/A | #N/A | #N/A | #N/A | #N/A | #N/A | #N/A | #N/A | #N/A | #N/A | #N/A | #N/A | #N/A | #N/A | #N/A | #N/A | #N/A | #N/A | #N/A | #N/A | #N/A | #N/A | #N/A | #N/A | #N/A | #N/A | #N/A | #N/A | #N/A | #N/A | #N/A | #N/A | #N/A | #N/A | #N/A | #N/A | #N/A | #N/A | #N/A | #N/A | #N/A | #N/A | #N/A | #N/A | #N/A | #N/A | #N/A | #N/A | #N/A | #N/A | #N/A | #N/A
[26 empty] | R744 | -33 | 837 | #N/A | #N/A | #N/A | #N/A | #N/A | #N/A | #N/A | #N/A | #N/A | #N/A | #N/A | #N/A | #N/A | #N/A | #N/A | #N/A | #N/A | #N/A | #N/A | #N/A | #N/A | #N/A | #N/A | #N/A | #N/A | #N/A | #N/A | #N/A | #N/A | #N/A | #N/A | #N/A | #N/A | #N/A | #N/A | #N/A | #N/A | #N/A | #N/A | #N/A | #N/A | #N/A | #N/A | #N/A | #N/A | #N/A | #N/A | #N/A | #N/A | #N/A | #N/A | #N/A | #N/A | #N/A | #N/A | #N/A | #N/A | #N/A | #N/A | #N/A | #N/A
[26 empty] | R744 | -32 | 838 | #N/A | #N/A | #N/A | #N/A | #N/A | #N/A | #N/A | #N/A | #N/A | #N/A | #N/A | #N/A | #N/A | #N/A | #N/A | #N/A | #N/A | #N/A | #N/A | #N/A | #N/A | #N/A | #N/A | #N/A | #N/A | #N/A | #N/A | #N/A | #N/A | #N/A | #N/A | #N/A | #N/A | #N/A | #N/A | #N/A | #N/A | #N/A | #N/A | #N/A | #N/A | #N/A | #N/A | #N/A | #N/A | #N/A | #N/A | #N/A | #N/A | #N/A | #N/A | #N/A | #N/A | #N/A | #N/A | #N/A | #N/A | #N/A | #N/A | #N/A | #N/A
[26 empty] | R744 | -31 | 839 | #N/A | #N/A | #N/A | #N/A | #N/A | #N/A | #N/A | #N/A | #N/A | #N/A | #N/A | #N/A | #N/A | #N/A | #N/A | #N/A | #N/A | #N/A | #N/A | #N/A | #N/A | #N/A | #N/A | #N/A | #N/A | #N/A | #N/A | #N/A | #N/A | #N/A | #N/A | #N/A | #N/A | #N/A | #N/A | #N/A | #N/A | #N/A | #N/A | #N/A | #N/A | #N/A | #N/A | #N/A | #N/A | #N/A | #N/A | #N/A | #N/A | #N/A | #N/A | #N/A | #N/A | #N/A | #N/A | #N/A | #N/A | #N/A | #N/A | #N/A | #N/A
[26 empty] | R744 | -30 | 840 | #N/A | #N/A | #N/A | #N/A | #N/A | #N/A | #N/A | #N/A | #N/A | #N/A | #N/A | #N/A | #N/A | #N/A | #N/A | #N/A | #N/A | #N/A | #N/A | #N/A | #N/A | #N/A | #N/A | #N/A | #N/A | #N/A | #N/A | #N/A | #N/A | #N/A | #N/A | #N/A | #N/A | #N/A | #N/A | #N/A | #N/A | #N/A | #N/A | #N/A | #N/A | #N/A | #N/A | #N/A | #N/A | #N/A | #N/A | #N/A | #N/A | #N/A | #N/A | #N/A | #N/A | #N/A | #N/A | #N/A | #N/A | #N/A | #N/A | #N/A | #N/A
[26 empty] | R744 | -29 | 841 | #N/A | #N/A | #N/A | #N/A | #N/A | #N/A | #N/A | #N/A | #N/A | #N/A | #N/A | #N/A | #N/A | #N/A | #N/A | #N/A | #N/A | #N/A | #N/A | #N/A | #N/A | #N/A | #N/A | #N/A | #N/A | #N/A | #N/A | #N/A | #N/A | #N/A | #N/A | #N/A | #N/A | #N/A | #N/A | #N/A | #N/A | #N/A | #N/A | #N/A | #N/A | #N/A | #N/A | #N/A | #N/A | #N/A | #N/A | #N/A | #N/A | #N/A | #N/A | #N/A | #N/A | #N/A | #N/A | #N/A | #N/A | #N/A | #N/A | #N/A | #N/A
[26 empty] | R744 | -28 | 842 | #N/A | #N/A | #N/A | #N/A | #N/A | #N/A | #N/A | #N/A | #N/A | #N/A | #N/A | #N/A | #N/A | #N/A | #N/A | #N/A | #N/A | #N/A | #N/A | #N/A | #N/A | #N/A | #N/A | #N/A | #N/A | #N/A | #N/A | #N/A | #N/A | #N/A | #N/A | #N/A | #N/A | #N/A | #N/A | #N/A | #N/A | #N/A | #N/A | #N/A | #N/A | #N/A | #N/A | #N/A | #N/A | #N/A | #N/A | #N/A | #N/A | #N/A | #N/A | #N/A | #N/A | #N/A | #N/A | #N/A | #N/A | #N/A | #N/A | #N/A | #N/A
[26 empty] | R744 | -27 | 843 | #N/A | #N/A | #N/A | #N/A | #N/A | #N/A | #N/A | #N/A | #N/A | #N/A | #N/A | #N/A | #N/A | #N/A | #N/A | #N/A | #N/A | #N/A | #N/A | #N/A | #N/A | #N/A | #N/A | #N/A | #N/A | #N/A | #N/A | #N/A | #N/A | #N/A | #N/A | #N/A | #N/A | #N/A | #N/A | #N/A | #N/A | #N/A | #N/A | #N/A | #N/A | #N/A | #N/A | #N/A | #N/A | #N/A | #N/A | #N/A | #N/A | #N/A | #N/A | #N/A | #N/A | #N/A | #N/A | #N/A | #N/A | #N/A | #N/A | #N/A | #N/A
[26 empty] | R744 | -26 | 844 | #N/A | #N/A | #N/A | #N/A | #N/A | #N/A | #N/A | #N/A | #N/A | #N/A | #N/A | #N/A | #N/A | #N/A | #N/A | #N/A | #N/A | #N/A | #N/A | #N/A | #N/A | #N/A | #N/A | #N/A | #N/A | #N/A | #N/A | #N/A | #N/A | #N/A | #N/A | #N/A | #N/A | #N/A | #N/A | #N/A | #N/A | #N/A | #N/A | #N/A | #N/A | #N/A | #N/A | #N/A | #N/A | #N/A | #N/A | #N/A | #N/A | #N/A | #N/A | #N/A | #N/A | #N/A | #N/A | #N/A | #N/A | #N/A | #N/A | #N/A | #N/A
[26 empty] | R744 | -25 | 845 | #N/A | #N/A | #N/A | #N/A | #N/A | #N/A | #N/A | #N/A | #N/A | #N/A | #N/A | #N/A | #N/A | #N/A | #N/A | #N/A | #N/A | #N/A | #N/A | #N/A | #N/A | #N/A | #N/A | #N/A | #N/A | #N/A | #N/A | #N/A | #N/A | #N/A | #N/A | #N/A | #N/A | #N/A | #N/A | #N/A | #N/A | #N/A | #N/A | #N/A | #N/A | #N/A | #N/A | #N/A | #N/A | #N/A | #N/A | #N/A | #N/A | #N/A | #N/A | #N/A | #N/A | #N/A | #N/A | #N/A | #N/A | #N/A | #N/A | #N/A | #N/A
[26 empty] | R744 | -24 | 846 | #N/A | #N/A | #N/A | #N/A | #N/A | #N/A | #N/A | #N/A | #N/A | #N/A | #N/A | #N/A | #N/A | #N/A | #N/A | #N/A | #N/A | #N/A | #N/A | #N/A | #N/A | #N/A | #N/A | #N/A | #N/A | #N/A | #N/A | #N/A | #N/A | #N/A | #N/A | #N/A | #N/A | #N/A | #N/A | #N/A | #N/A | #N/A | #N/A | #N/A | #N/A | #N/A | #N/A | #N/A | #N/A | #N/A | #N/A | #N/A | #N/A | #N/A | #N/A | #N/A | #N/A | #N/A | #N/A | #N/A | #N/A | #N/A | #N/A | #N/A | #N/A
[26 empty] | R744 | -23 | 847 | #N/A | #N/A | #N/A | #N/A | #N/A | #N/A | #N/A | #N/A | #N/A | #N/A | #N/A | #N/A | #N/A | #N/A | #N/A | #N/A | #N/A | #N/A | #N/A | #N/A | #N/A | #N/A | #N/A | #N/A | #N/A | #N/A | #N/A | #N/A | #N/A | #N/A | #N/A | #N/A | #N/A | #N/A | #N/A | #N/A | #N/A | #N/A | #N/A | #N/A | #N/A | #N/A | #N/A | #N/A | #N/A | #N/A | #N/A | #N/A | #N/A | #N/A | #N/A | #N/A | #N/A | #N/A | #N/A | #N/A | #N/A | #N/A | #N/A | #N/A | #N/A
[26 empty] | R744 | -22 | 848 | #N/A | #N/A | #N/A | #N/A | #N/A | #N/A | #N/A | #N/A | #N/A | #N/A | #N/A | #N/A | #N/A | #N/A | #N/A | #N/A | #N/A | #N/A | #N/A | #N/A | #N/A | #N/A | #N/A | #N/A | #N/A | #N/A | #N/A | #N/A | #N/A | #N/A | #N/A | #N/A | #N/A | #N/A | #N/A | #N/A | #N/A | #N/A | #N/A | #N/A | #N/A | #N/A | #N/A | #N/A | #N/A | #N/A | #N/A | #N/A | #N/A | #N/A | #N/A | #N/A | #N/A | #N/A | #N/A | #N/A | #N/A | #N/A | #N/A | #N/A | #N/A
[26 empty] | R744 | -21 | 849 | #N/A | #N/A | #N/A | #N/A | #N/A | #N/A | #N/A | #N/A | #N/A | #N/A | #N/A | #N/A | #N/A | #N/A | #N/A | #N/A | #N/A | #N/A | #N/A | #N/A | #N/A | #N/A | #N/A | #N/A | #N/A | #N/A | #N/A | #N/A | #N/A | #N/A | #N/A | #N/A | #N/A | #N/A | #N/A | #N/A | #N/A | #N/A | #N/A | #N/A | #N/A | #N/A | #N/A | #N/A | #N/A | #N/A | #N/A | #N/A | #N/A | #N/A | #N/A | #N/A | #N/A | #N/A | #N/A | #N/A | #N/A | #N/A | #N/A | #N/A | #N/A
[26 empty] | R744 | -20 | 850 | #N/A | #N/A | #N/A | #N/A | #N/A | #N/A | #N/A | #N/A | #N/A | #N/A | #N/A | #N/A | #N/A | #N/A | #N/A | #N/A | #N/A | #N/A | #N/A | #N/A | #N/A | #N/A | #N/A | #N/A | #N/A | #N/A | #N/A | #N/A | #N/A | #N/A | #N/A | #N/A | #N/A | #N/A | #N/A | #N/A | #N/A | #N/A | #N/A | #N/A | #N/A | #N/A | #N/A | #N/A | #N/A | #N/A | #N/A | #N/A | #N/A | #N/A | #N/A | #N/A | #N/A | #N/A | #N/A | #N/A | #N/A | #N/A | #N/A | #N/A | #N/A
[26 empty] | R744 | -19 | 851 | #N/A | #N/A | #N/A | #N/A | #N/A | #N/A | #N/A | #N/A | #N/A | #N/A | #N/A | #N/A | #N/A | #N/A | #N/A | #N/A | #N/A | #N/A | #N/A | #N/A | #N/A | #N/A | #N/A | #N/A | #N/A | #N/A | #N/A | #N/A | #N/A | #N/A | #N/A | #N/A | #N/A | #N/A | #N/A | #N/A | #N/A | #N/A | #N/A | #N/A | #N/A | #N/A | #N/A | #N/A | #N/A | #N/A | #N/A | #N/A | #N/A | #N/A | #N/A | #N/A | #N/A | #N/A | #N/A | #N/A | #N/A | #N/A | #N/A | #N/A | #N/A
[26 empty] | R744 | -18 | 852 | #N/A | #N/A | #N/A | #N/A | #N/A | #N/A | #N/A | #N/A | #N/A | #N/A | #N/A | #N/A | #N/A | #N/A | #N/A | #N/A | #N/A | #N/A | #N/A | #N/A | #N/A | #N/A | #N/A | #N/A | #N/A | #N/A | #N/A | #N/A | #N/A | #N/A | #N/A | #N/A | #N/A | #N/A | #N/A | #N/A | #N/A | #N/A | #N/A | #N/A | #N/A | #N/A | #N/A | #N/A | #N/A | #N/A | #N/A | #N/A | #N/A | #N/A | #N/A | #N/A | #N/A | #N/A | #N/A | #N/A | #N/A | #N/A | #N/A | #N/A | #N/A
[26 empty] | R744 | -17 | 853 | #N/A | #N/A | #N/A | #N/A | #N/A | #N/A | #N/A | #N/A | #N/A | #N/A | #N/A | #N/A | #N/A | #N/A | #N/A | #N/A | #N/A | #N/A | #N/A | #N/A | #N/A | #N/A | #N/A | #N/A | #N/A | #N/A | #N/A | #N/A | #N/A | #N/A | #N/A | #N/A | #N/A | #N/A | #N/A | #N/A | #N/A | #N/A | #N/A | #N/A | #N/A | #N/A | #N/A | #N/A | #N/A | #N/A | #N/A | #N/A | #N/A | #N/A | #N/A | #N/A | #N/A | #N/A | #N/A | #N/A | #N/A | #N/A | #N/A | #N/A | #N/A
[26 empty] | R744 | -16 | 854 | #N/A | #N/A | #N/A | #N/A | #N/A | #N/A | #N/A | #N/A | #N/A | #N/A | #N/A | #N/A | #N/A | #N/A | #N/A | #N/A | #N/A | #N/A | #N/A | #N/A | #N/A | #N/A | #N/A | #N/A | #N/A | #N/A | #N/A | #N/A | #N/A | #N/A | #N/A | #N/A | #N/A | #N/A | #N/A | #N/A | #N/A | #N/A | #N/A | #N/A | #N/A | #N/A | #N/A | #N/A | #N/A | #N/A | #N/A | #N/A | #N/A | #N/A | #N/A | #N/A | #N/A | #N/A | #N/A | #N/A | #N/A | #N/A | #N/A | #N/A | #N/A
[26 empty] | R744 | -15 | 855 | #N/A | #N/A | #N/A | #N/A | #N/A | #N/A | #N/A | #N/A | #N/A | #N/A | #N/A | #N/A | #N/A | #N/A | #N/A | #N/A | #N/A | #N/A | #N/A | #N/A | #N/A | #N/A | #N/A | #N/A | #N/A | #N/A | #N/A | #N/A | #N/A | #N/A | #N/A | #N/A | #N/A | #N/A | #N/A | #N/A | #N/A | #N/A | #N/A | #N/A | #N/A | #N/A | #N/A | #N/A | #N/A | #N/A | #N/A | #N/A | #N/A | #N/A | #N/A | #N/A | #N/A | #N/A | #N/A | #N/A | #N/A | #N/A | #N/A | #N/A | #N/A
[26 empty] | R744 | -14 | 856 | #N/A | #N/A | #N/A | #N/A | #N/A | #N/A | #N/A | #N/A | #N/A | #N/A | #N/A | #N/A | #N/A | #N/A | #N/A | #N/A | #N/A | #N/A | #N/A | #N/A | #N/A | #N/A | #N/A | #N/A | #N/A | #N/A | #N/A | #N/A | #N/A | #N/A | #N/A | #N/A | #N/A | #N/A | #N/A | #N/A | #N/A | #N/A | #N/A | #N/A | #N/A | #N/A | #N/A | #N/A | #N/A | #N/A | #N/A | #N/A | #N/A | #N/A | #N/A | #N/A | #N/A | #N/A | #N/A | #N/A | #N/A | #N/A | #N/A | #N/A | #N/A
[26 empty] | R744 | -13 | 857 | #N/A | #N/A | #N/A | #N/A | #N/A | #N/A | #N/A | #N/A | #N/A | #N/A | #N/A | #N/A | #N/A | #N/A | #N/A | #N/A | #N/A | #N/A | #N/A | #N/A | #N/A | #N/A | #N/A | #N/A | #N/A | #N/A | #N/A | #N/A | #N/A | #N/A | #N/A | #N/A | #N/A | #N/A | #N/A | #N/A | #N/A | #N/A | #N/A | #N/A | #N/A | #N/A | #N/A | #N/A | #N/A | #N/A | #N/A | #N/A | #N/A | #N/A | #N/A | #N/A | #N/A | #N/A | #N/A | #N/A | #N/A | #N/A | #N/A | #N/A | #N/A
[26 empty] | R744 | -12 | 858 | #N/A | #N/A | #N/A | #N/A | #N/A | #N/A | #N/A | #N/A | #N/A | #N/A | #N/A | #N/A | #N/A | #N/A | #N/A | #N/A | #N/A | #N/A | #N/A | #N/A | #N/A | #N/A | #N/A | #N/A | #N/A | #N/A | #N/A | #N/A | #N/A | #N/A | #N/A | #N/A | #N/A | #N/A | #N/A | #N/A | #N/A | #N/A | #N/A | #N/A | #N/A | #N/A | #N/A | #N/A | #N/A | #N/A | #N/A | #N/A | #N/A | #N/A | #N/A | #N/A | #N/A | #N/A | #N/A | #N/A | #N/A | #N/A | #N/A | #N/A | #N/A
[26 empty] | R744 | -11 | 859 | #N/A | #N/A | #N/A | #N/A | #N/A | #N/A | #N/A | #N/A | #N/A | #N/A | #N/A | #N/A | #N/A | #N/A | #N/A | #N/A | #N/A | #N/A | #N/A | #N/A | #N/A | #N/A | #N/A | #N/A | #N/A | #N/A | #N/A | #N/A | #N/A | #N/A | #N/A | #N/A | #N/A | #N/A | #N/A | #N/A | #N/A | #N/A | #N/A | #N/A | #N/A | #N/A | #N/A | #N/A | #N/A | #N/A | #N/A | #N/A | #N/A | #N/A | #N/A | #N/A | #N/A | #N/A | #N/A | #N/A | #N/A | #N/A | #N/A | #N/A | #N/A
[26 empty] | R744 | -10 | 860 | #N/A | #N/A | #N/A | #N/A | #N/A | #N/A | #N/A | #N/A | #N/A | #N/A | #N/A | #N/A | #N/A | #N/A | #N/A | #N/A | #N/A | #N/A | #N/A | #N/A | #N/A | #N/A | #N/A | #N/A | #N/A | #N/A | #N/A | #N/A | #N/A | #N/A | #N/A | #N/A | #N/A | #N/A | #N/A | #N/A | #N/A | #N/A | #N/A | #N/A | #N/A | #N/A | #N/A | #N/A | #N/A | #N/A | #N/A | #N/A | #N/A | #N/A | #N/A | #N/A | #N/A | #N/A | #N/A | #N/A | #N/A | #N/A | #N/A | #N/A | #N/A
[26 empty] | R744 | -9 | 861 | #N/A | #N/A | #N/A | #N/A | #N/A | #N/A | #N/A | #N/A | #N/A | #N/A | #N/A | #N/A | #N/A | #N/A | #N/A | #N/A | #N/A | #N/A | #N/A | #N/A | #N/A | #N/A | #N/A | #N/A | #N/A | #N/A | #N/A | #N/A | #N/A | #N/A | #N/A | #N/A | #N/A | #N/A | #N/A | #N/A | #N/A | #N/A | #N/A | #N/A | #N/A | #N/A | #N/A | #N/A | #N/A | #N/A | #N/A | #N/A | #N/A | #N/A | #N/A | #N/A | #N/A | #N/A | #N/A | #N/A | #N/A | #N/A | #N/A | #N/A | #N/A
[26 empty] | R744 | -8 | 862 | #N/A | #N/A | #N/A | #N/A | #N/A | #N/A | #N/A | #N/A | #N/A | #N/A | #N/A | #N/A | #N/A | #N/A | #N/A | #N/A | #N/A | #N/A | #N/A | #N/A | #N/A | #N/A | #N/A | #N/A | #N/A | #N/A | #N/A | #N/A | #N/A | #N/A | #N/A | #N/A | #N/A | #N/A | #N/A | #N/A | #N/A | #N/A | #N/A | #N/A | #N/A | #N/A | #N/A | #N/A | #N/A | #N/A | #N/A | #N/A | #N/A | #N/A | #N/A | #N/A | #N/A | #N/A | #N/A | #N/A | #N/A | #N/A | #N/A | #N/A | #N/A
[26 empty] | R744 | -7 | 863 | #N/A | #N/A | #N/A | #N/A | #N/A | #N/A | #N/A | #N/A | #N/A | #N/A | #N/A | #N/A | #N/A | #N/A | #N/A | #N/A | #N/A | #N/A | #N/A | #N/A | #N/A | #N/A | #N/A | #N/A | #N/A | #N/A | #N/A | #N/A | #N/A | #N/A | #N/A | #N/A | #N/A | #N/A | #N/A | #N/A | #N/A | #N/A | #N/A | #N/A | #N/A | #N/A | #N/A | #N/A | #N/A | #N/A | #N/A | #N/A | #N/A | #N/A | #N/A | #N/A | #N/A | #N/A | #N/A | #N/A | #N/A | #N/A | #N/A | #N/A | #N/A
[26 empty] | R744 | -6 | 864 | #N/A | #N/A | #N/A | #N/A | #N/A | #N/A | #N/A | #N/A | #N/A | #N/A | #N/A | #N/A | #N/A | #N/A | #N/A | #N/A | #N/A | #N/A | #N/A | #N/A | #N/A | #N/A | #N/A | #N/A | #N/A | #N/A | #N/A | #N/A | #N/A | #N/A | #N/A | #N/A | #N/A | #N/A | #N/A | #N/A | #N/A | #N/A | #N/A | #N/A | #N/A | #N/A | #N/A | #N/A | #N/A | #N/A | #N/A | #N/A | #N/A | #N/A | #N/A | #N/A | #N/A | #N/A | #N/A | #N/A | #N/A | #N/A | #N/A | #N/A | #N/A
[26 empty] | R744 | -5 | 865 | #N/A | #N/A | #N/A | #N/A | #N/A | #N/A | #N/A | #N/A | #N/A | #N/A | #N/A | #N/A | #N/A | #N/A | #N/A | #N/A | #N/A | #N/A | #N/A | #N/A | #N/A | #N/A | #N/A | #N/A | #N/A | #N/A | #N/A | #N/A | #N/A | #N/A | #N/A | #N/A | #N/A | #N/A | #N/A | #N/A | #N/A | #N/A | #N/A | #N/A | #N/A | #N/A | #N/A | #N/A | #N/A | #N/A | #N/A | #N/A | #N/A | #N/A | #N/A | #N/A | #N/A | #N/A | #N/A | #N/A | #N/A | #N/A | #N/A | #N/A | #N/A
[26 empty] | R744 | -4 | 866 | #N/A | #N/A | #N/A | #N/A | #N/A | #N/A | #N/A | #N/A | #N/A | #N/A | #N/A | #N/A | #N/A | #N/A | #N/A | #N/A | #N/A | #N/A | #N/A | #N/A | #N/A | #N/A | #N/A | #N/A | #N/A | #N/A | #N/A | #N/A | #N/A | #N/A | #N/A | #N/A | #N/A | #N/A | #N/A | #N/A | #N/A | #N/A | #N/A | #N/A | #N/A | #N/A | #N/A | #N/A | #N/A | #N/A | #N/A | #N/A | #N/A | #N/A | #N/A | #N/A | #N/A | #N/A | #N/A | #N/A | #N/A | #N/A | #N/A | #N/A | #N/A
[26 empty] | R744 | -3 | 867 | #N/A | #N/A | #N/A | #N/A | #N/A | #N/A | #N/A | #N/A | #N/A | #N/A | #N/A | #N/A | #N/A | #N/A | #N/A | #N/A | #N/A | #N/A | #N/A | #N/A | #N/A | #N/A | #N/A | #N/A | #N/A | #N/A | #N/A | #N/A | #N/A | #N/A | #N/A | #N/A | #N/A | #N/A | #N/A | #N/A | #N/A | #N/A | #N/A | #N/A | #N/A | #N/A | #N/A | #N/A | #N/A | #N/A | #N/A | #N/A | #N/A | #N/A | #N/A | #N/A | #N/A | #N/A | #N/A | #N/A | #N/A | #N/A | #N/A | #N/A | #N/A
[26 empty] | R744 | -2 | 868 | #N/A | #N/A | #N/A | #N/A | #N/A | #N/A | #N/A | #N/A | #N/A | #N/A | #N/A | #N/A | #N/A | #N/A | #N/A | #N/A | #N/A | #N/A | #N/A | #N/A | #N/A | #N/A | #N/A | #N/A | #N/A | #N/A | #N/A | #N/A | #N/A | #N/A | #N/A | #N/A | #N/A | #N/A | #N/A | #N/A | #N/A | #N/A | #N/A | #N/A | #N/A | #N/A | #N/A | #N/A | #N/A | #N/A | #N/A | #N/A | #N/A | #N/A | #N/A | #N/A | #N/A | #N/A | #N/A | #N/A | #N/A | #N/A | #N/A | #N/A | #N/A
[26 empty] | R744 | -1 | 869 | #N/A | #N/A | #N/A | #N/A | #N/A | #N/A | #N/A | #N/A | #N/A | #N/A | #N/A | #N/A | #N/A | #N/A | #N/A | #N/A | #N/A | #N/A | #N/A | #N/A | #N/A | #N/A | #N/A | #N/A | #N/A | #N/A | #N/A | #N/A | #N/A | #N/A | #N/A | #N/A | #N/A | #N/A | #N/A | #N/A | #N/A | #N/A | #N/A | #N/A | #N/A | #N/A | #N/A | #N/A | #N/A | #N/A | #N/A | #N/A | #N/A | #N/A | #N/A | #N/A | #N/A | #N/A | #N/A | #N/A | #N/A | #N/A | #N/A | #N/A | #N/A
[26 empty] | R744 | 0 | 870 | #N/A | #N/A | #N/A | #N/A | #N/A | #N/A | #N/A | #N/A | #N/A | #N/A | #N/A | #N/A | #N/A | #N/A | #N/A | #N/A | #N/A | #N/A | #N/A | #N/A | #N/A | #N/A | #N/A | #N/A | #N/A | #N/A | #N/A | #N/A | #N/A | #N/A | #N/A | #N/A | #N/A | #N/A | #N/A | #N/A | #N/A | #N/A | #N/A | #N/A | #N/A | #N/A | #N/A | #N/A | #N/A | #N/A | #N/A | #N/A | #N/A | #N/A | #N/A | #N/A | #N/A | #N/A | #N/A | #N/A | #N/A | #N/A | #N/A | #N/A | #N/A
Note on P7: Q7...entsprechende Zeile der Tabelle
Note on Q7: Bestimmt Position der Temperatur/Kältemittel in der Korrekturtabelle

## Language
1 | 1 | 2 | 3 | 4 | 5 | 6 | 7 | 8 | 9 | 10 | 11
1 | English | Deutsch | Français | Italiano | Españiol | Nederlands | Polish | Czech | Russian | Chinese | Japanese
2 | Usage: Select refrigerant and fill yellow fields with your desired conditions. | Anleitung: Kältemittel wählen, dann gewünschte Parameter in die gelben Felder eintragen. | Instructions: sélectionner le fluide réfrigérant et remplir les zones jaunes avec les conditions ou information souhaitées | Uso: Selezionare il refrigerante e riempire i campi in giallo con le condizioni di lavoro desiderate | Seleccione el refrigerante y complete los campos amarillos con las condiciones deseadas | Gebruik: Kies het koudemiddel en vul de gewenste condities in de gele velden in. | Sposób użycia;Wybierz czynnik chłodniczy i wypełnij żółte pola żądanymi warunkami pracy. | postup:zvol chladivo a zadej do zlutého pole podmínky | Применение: Выберите хладагент и введите требуемые условия в желтых полях | 使用方法: 选择冷媒, 并在黄色部分填入你所要求的工况 | 使用方法：冷媒の種類を選択し、黄色のフィールド内に希望条件を埋め込む。
3 | Error messages: N/A in Po or PC fields is indicating that normal operating conditions of refrigerant are exceeded. | Fehlermeldungen: Wenn in den Feldern Po oder Pc N/A erscheint wurde der normale Betriebsbereich des Kältemittels überschritten. | Message d'erreurs: N/A, si les valeurs Po ou PC sont en dehors de la plage d'application du fluide | Messaggi di errore: la scritta N/A nei campi Po oppure PC indica che le condizioni di lavoro massime del refrigerante sono state oltrepassate | Mensajes de error:N/D en Po o PC indica que las condiciones de trabajo del refrigerante se han excedido | Foutmeldingen: Indien in de velden Po of Pc 'N/A' wordt weergegeven is het normale toepassingsbereik van het koudemiddel overschreden. | Błąd: N/A w polach Po lub PC wskazuje przekroczenie normalnych warunków pracy czynnika. | chybové hlásení : N/A v poli Po nebo Pc znamená podmínky mimo moznosti chladiva | Сообщение об ошибке: знак "N/A" в полях Po или Pс указывает на выход за пределы нормальных рабочих условий для хладагента | 错误信息: Po或Pc如显示N/A, 表示已超出冷媒的正常工况. | エラーメッセージ：Po又はPCフィールドにN/Aが表示されている場合、冷媒の一般的使用範囲を超えていることを示す。
4 | Project: | Projekt | Projet: | Dati Progetto: | Proyecto: | Projekt: | Projekt: | Akce: | Проект: | 项目: | プロジェクト
5 | Refrigerant: | Kältemittel | Fluide: | Refrigerante: | Refrigerante: | Koudemiddel | Czynnik chłodniczy: | chladivo | Хладагент: | 冷媒: | 冷媒
6 | Evaporating temperature | Verdampfungs-temperatur | Température d'évaporation | Temp. evaporazione: | Temperatura de Evaporación | Verdampings- temperatuur | Temp. Parowania: | vyparovací teplota | Температура кипения | 蒸发温度 | 蒸発温度
7 | Condensing temperature | Verflüssigungs-temperatur | Température condensation minimale | Minima temp. condensazione | Temperatura de condensación | Condensatie-temperatuur | Temp. Kondensacji | nejnizsí kondenzacní teplota | Температура конденсации | 冷凝温度 | 凝縮温度
8 | Subcooling | Unterkühlung | Sous refroidissement liquide | Sottoraffredd. | Subenfriamiento | Onderkoeling | Dochłodzenie | podchlazení | Переохлаждение | 过冷度 | サブクーリング
9 | Liquid temperature | Flüssigkeits-temperatur | Température du liquide | Temp. liquido | Temperatura del líquido | Vloeistof temperatuur | Temp. ciekłego czynnika | teplota kapaliny | Температура жидкости | 液体温度 | 液温
10 | Differential pressure across valve | Druckabfall am Ventil | Différentiel de pression net au détendeur | Delta p valvola | P.diferencial a través de la válvula | Drukverlies over ventiel | Różnica ciś. na zaworze | rozdíl tlaku na ventilu | Перепад давления на вентиле | 阀两端的压差 | 弁前後の圧力差
11 | System cooling capacity | Kälteleistung des Systems | Puissance frigorifique du système | Resa frigorifera sistema | Capacidad del sistema | Systeem koelcapaciteit | Wydajn. chłodn. systemu | chladící výkon soustavy | Холодопроизводительность системы | 系统制冷量 | 装置の冷却能力
12 | Pressure Drop | Druckabfall | Perte de charge | Perdite di carico | Pérdida de carga | Drukverlies | Spadek ciśnienia | tlaková ztráta | Падение давления | 压降 | 圧力降下
13 | (Liquid Line, filter drier, solenoid valve, sight glass, liquid distibutor and Evaporator) | (Flüssigkeitsleitung, Filter-Trockner, Magnetventil, Schauglas, Flüssigkeitsverteiler, Verdampfer) | (ligne liquide, filtre déshydrateur, vanne solénoïde, voyant liquide, distributeur de liquide et évaporateur | (Linea liquido, filtro, solenoide, spia liquido, distributore ed evaporatore) | (Línea de líquido, filtro secador, válvula solenoide, visor, distribuidor, evaporador) | (Vloeistofleiding, filter/droger, magneetventiel, kijkglas, vloeistofverdeler, verdamper) | (Rurociąg cieczy, filtr osuszacz, zaw.elektromgn.,wziernik, rozdzielacz i parownik) | (kapalinové potrubí, dehydrátor, elmg.ventil, pruhledítko, rozdelovac a výparník) | (в жидкостной линии, фильтре-осушителе, соленоидном вентиле, смотровом стекле, распределителе жидкости и испарителе) | (液管, 干燥过滤器, 电磁阀, 视液镜, 分液头, 蒸发器) | （液ライン、フィルタードライヤー、電磁弁、サイトグラス、液分流器、蒸発器）
14 | Your choice | Ihre Auswahl | Votre choix: | Modello suggerito | Su elección | Uw keuze | Twój dobór | doporuceno | Ваш выбор | 你的选择 | あなたの選択
15 | Type | Typ | Type | Tipo | Tipo | Type | Typ | typ | Тип | 型号 | タイプ
16 | Ratio % | Nutzungs- grad % | Ratio % Qo/Qmax | Apertura % | Ratio % | Benuttingsgraad % | Stosunek % | pomer % | Степень открытия % | 比率% | 比率%
17 | High performance stepper motor EXV: | Hochwertiges Regelventil mit Schrittmotorantrieb | Vanne de détente EXV à moteur pas à pas | Valvole alta efficienza passo-passo: | EXV motor paso a paso de altas prestaciones: | High performance stappenmotor aangedreven EXV: | Wysokowydajn. EXV z silnikiem krokowym: | výkonný EXV s krokovým motorem | Высокопроизводительный ЭРВ с шаговым двигателем: | 高性能步进马达电子膨胀阀: | 高機能ステッパーモータ式電子膨張弁
18 | Order Nr.: | Bestellnr. | N° de code: | Codice: | Nº Pedido: | Bestelnr.: | Nr. wyrobu: | obj.cis. | Заказ №: | 产品编号: | オーダーナンバー
19 | Controller for ECV: | Controller für ECV: | Module de commande pour l'ECV: | Driver Valvola: | Controlador para ECV: | Regelaar voor ECV: | Sterownik do ECV: | ovládání ECV : | Контроллер для ЭРВ: | 电子膨胀阀驱动器: | 電子膨張弁用コントローラ
20 | Standard stepper motor EXV: | Standard Regelvent. mit Schrittmotorantrieb | Détendeur à moteur pas à pas | Valvole passo-passo: | EXV motor paso a paso estándar: | Standaard regelventiel met stappenmotor: | Standardowy EXV z sil. krokowym | bezný EXV s krokovým motorem | Стандартный ЭРВ с шаговым двигателем: | 标准步进马达电子膨胀阀: | 標準的ステッパーモータ式電子膨張弁
21 | PWM driven EXV: | Pulsbreitenmoduliertes Expansionsventil | Vanne de détente à impulsions | Valvole a impulsi: | EXV modulada por pulsos: | PWM expansieventiel | EXV pulsacyjny | EXV rizený PWM | Пульсационно-модуляционный ЭРВ: | 脉冲式电子膨胀阀: | パルス幅モジュレーション式電子膨張弁
22 | Note: | Bemerkungen: | Note: | Note: | Nota: | Opm.: | Uwaga: | poznámka: | Замечание: | 注: | 注：
23 | Maximum valve capacity at selected conditions (kW) | Maximale Ventilleistung bei den gewählten Parametern (kW) | Puissance maxi vanne aux conditions choisies (kW) | Max resa valvole alle condizioni scelte (kW) | Máxima capacidad de la válvula a las condiciones seleccionadas | Maximum capaciteit bij de gekozen bedrijfsparameters (kW) | Maksymalna wydajność zaworu w wybr. war. pracy (kW) | nejvyssí výkon ventilu pri daných podmínkách (kW) | Максимальная производительность вентиля в выбранном режиме (кВт) | 指定工况下阀的最大容量 | 選定条件におけるバルブの最大能力（kW）
24 | High performance stepper motor driven valves | Hochwertige Regelventile mit Schrittmotorantrieb | Vannes de détente haute performance, moteur pas à pas | Valvole alta efficienza passo-passo: | Altas prestaciones | High performance | Wysokowydajny | vysokovýkonný | Высокая производительность | 高性能 | 高性能
25 | stepper motor driven valves | Regelventile mit Schrittmotorantrieb | à moteur pas à pas | Valvole passo-passo: | Válvulas de motor paso a paso | Stappenmotor aangedreven ventielen | zawór z silnikiem krokowym | ventil s krokovým motorem | вентили с шаговым двигателем | 步进马达驱动的阀 | ステッパーモータ駆動バルブ
26 | Standard stepper motor driven valves | Standard Regelventile mit Schrittmotorantrieb | Vannes de détente standard, moteur pas à pas | Valvole passo-passo: | Estándar | Standaard | Standardowy | standart | Стандартный | 标准 | 標準
27 | Pulse width modulated valves | Pulsbreitenmoduliertes Ventil | Vanne de détente à impulsions: | Valvole a impulsi: | Válvulas moduladas por pulsos | Puls Width Modulated ventielen | Zawór pulsacyjny | ventil s pulzní modulací | Пульсационно-модуляционные вентили | 脉冲式调节阀 | パルス幅モジュレーション式バルブ
28 | ASC Coil 24VAC 50Hz | ASC Spule 24VAC 50Hz | Bobine ASC 24VAC 50Hz | Bobina 24VAC 50Hz | Bobina ASC 24VAC 50 HZ | ASC spoel 24VAC 50Hz | Cewka ASC 24VAC 50Hz | cívka ASC 24Vst 50 Hz | Катушка ASC 24В~ 50Гц | ASC线圈(24VAC 50Hz) | ASC型コイル 24VAC 50Hz
29 | Condensing temperature | Verflüssigungs-temperatur | Température de condensation | Temp. condensazione: | Temperatura de condensación | Condensatie-temperatuur | Temp. kondensacji | kondenzacní teplota | Температура конденсации | 冷凝温度 | 凝縮温度
30 | Bypass cooling capacity | Bypassleistung | Puissance à by passer | Capacità di bypass | Capacidad bypass | By-pass capaciteit | Bypass - wydajność chłodnicza | chladící výkon obtoku | Байпасная холодопроизводительность | 旁通制冷量 | バイパス冷却能力
31 | Bypass capacity is compressor capacity minus | Die Bypassleistung ist die Verdichterleistung minus | Puissance à by passer = puissance du compresseur moins | La capacità di bypass è la resa del compressore meno | Capacidad bypass equivale a capacidad compresor menos | De By-pass capaciteit is de compressorcapaciteit minus | Wydajność bypass'u to wydajn. sprężarki minus | chladící výkon obtoku se odecte od výkonu kompresoru | Байпасная производительность равна производительности компрессора минус | 旁通制冷量是压缩机容量减去 | バイパス能力は、圧縮機能力マイナス
32 | actual partial load capacity in evaporator | der aktuellen Teillast im Verdampfer | celle de l'évaporateur à charge partielle | la capacità dell'evaporatore a carico parziale | Actual capacidad a carga parcial en el evaporador | de actuele deellast in de verdamper | aktualne częściowe obciążenie w parowniku | okamzitý snízený výkon výparníku | текущая частичная производительность испарителя | 蒸发器实际部分负载容量 | 蒸発器の実際の部分負荷能力
33 | Electrical control valve: | Elektrisches Regelventil: | Vanne EXV type: | Valvola elettronica: | Válvula eléctrica de control | Elektronisch regelventiel | Zawór sterowany elektrycznie | elektronický ventil | Электрический регулирующий вентиль: | 电子控制阀 | 電気制御バルブ
34 | Evaporator cooling capacity | Kälteleistung des Verdampfers | Puisance frigo. à l'évaporateur | Resa evaporatore | Capacidad del evaporador | Verdamper capaciteit | Wydajność chłodnicza parownika | chladící výkon výparníku | Холодопроизводительность испарителя | 蒸发器制冷量 | 蒸発器冷却能力
35 | Desired pressure drop across valve | Gewünschter Druckabfall am Ventil | Perte de charge sur le vanne | Perdite di carico valvola | Pérdida de carga deseada a través de la válvula | Gewenst drukverlies over het ventiel | Żądana spadek ciśnienia na zaworze | pozadovaná tlaková ztráta ventilu | Требуемый перепад давл. на вентиле | 指定阀的压降 | 望ましい弁前後の圧力降下
36 | Valve is too large | Ventil ist zu groß | Vanne sur-dimensionnée | La valvola è troppo grande | la válvula es muy grande | Ventiel is te groot | Zawór jest za duży | prílis velký ventil | Сообщение об ошибке: Вентиль слишком велик | 阀太大 | バルブが大き過ぎる
37 | Orifice | Ventileinsatz | Méchanisme d'orifice | Orifizio | Orificio | Doorlaat | Dysza | tryska | Клапанный узел | 阀芯 | オリフィス
38 | Power Assemblies | Ventiloberteil | Train thermostatique | Testa Valvola | Elemento termostático | Thermo-element | Element termostatyczny | hlava ventilu | Мембранный силовой элемент | 动力头 | パワーアセンブリ
39 | MOP | MOP | Code MOP | MOP | MOP | MOP | MOP | MOP | MOP | 最大工作压力 | MOP
40 | Temperature | Temperatur | Température | Temperatura | Temperatura | Temperatuur | Temperatura | teplota | Температура | 温度 | 温度
41 | Valve body | Ventilkörper | Corps de détendeur à braser | Corpo Valvola | Cuerpo de válvula | Ventiel | Korpus zaworu | teleso ventilu | Корпус | 阀体 | バルブ本体
42 | metric | metrisch | métrique | attacchi in mm | métrica | metrisch | metryczny | metricky | метрическая резьба | 米制 | メトリック表示
43 | imperial | zöllig | en pouse | attacchi in pollici | imperial | inch | calowy | palcovy | дюймовая резьба | 英制 | インチ表示
44 | TI series | TI-Baureihe | Série TI | Serie TI | Serie TI | TI serie | Typ TI | rada TI | серия TI | TI系列 | TIシリーズ
45 | Other versions with flare connection or internal equaliser see catalogue | Varianten mit Bördelanschluß oder internem Druckausgleich siehe Katalog. | Voir catalogue pour variations à visser ou avec égalisation de pression interne | Vedi catalogo per altre versioni con attacchi flare o equalizzatore interno | Otras versiones con conexión roscar o igualación interna,consulte el catálogo | Andere uitvoeringen met flare aansluiting of externe drukvereffening, zie catalogus | Inne wersje ze złączem gwintowanym lub wew. Wyrównaniem | jina verze sroubovaci nebo s vnitrnim vyrovnanim viz kat | Другие версии "под пайку" или с внешн. выравниванием (см. каталог) | 螺口型或内平衡型请见 | 他のフレア接続、又は、内部均圧タイプはカタログを参照
46 | High performance T-Series | Hochwertige T-Baureihe | Série T avec excellente stabilité | Serie T | Serie T | High performance T-Serie | Wysokowydajny serii T | rada T dokonala | серия T больш.произв. | 高性能T系列 | 高機能 Tシリーズ
47 | TX6 series | TX6-Baureihe | Série TX6 | Serie TX6 | Serie TX6 | TX6 serie | Typ TX6 | rada TX 6 | серия TX6 | TX6系列 | TX6シリーズ
48 | TI-series, interchangeable orifice | TI-Baureihe mit austauschbaren Düseneinsätzen | Détendeurs thermostatiques Série TI avec buses interchangeables | Serie TI con orifizio intercambiabile | Serie TI orificio intercambiable | TI serie met verwisselbare doorlaat | Typ TI, z wymienną dyszą | rada TI - vymenné trysky | серия TI со сменными клапанными узлами | TI系列, 可更换阀芯 | TIシリーズ オリフィス交換型
49 | TX3 series | TX3-Baureihe | Série TX3 | Serie TX3 | Serie TX3 | TX3 serie | Typ TX3 | rada TX 3 | серия TX3 | TX3系列 | TX3シリーズ
50 | ALCO CONTROLS is not to be held responsible for erroneous data regarding capacities, dimensions, applications, etc. stated herein. Products, specifications and data are subject to change without notice. The information given herein is based on technical data and tests which ALCO CONTROLS believes to be reliable and which are in compliance with technical knowledge of today. It is intended only for use by persons having the appropriate technical knowledge and skills, at their own discretion and risk. Since conditions of use are outside of ALCO'S control we can not assume any liability for results obtained or damages occurred due to improper application. | Die in dieser Software enthaltenen Informationen basieren auf technischen Daten und Versuchen, die ALCO CONTROLS als zuverlässig ansieht und die den Regeln der heutigen Technik entsprechen. Da die genauen Umstände der Anwendung ALCO CONTROLS nicht bekannt sind, können wir für Ergebnisse bzw. Schäden, die auf unsachgemäße Anwendung zurückzuführen sind, keine Verantwortung übernehmen. Bei allen Leistungs- und Maßangaben ist Irrtum ausdrücklich vorbehalten. Typen-, Modell-, Maß- und Konstruktionsänderungen können ohne Vorankündigung erfolgen. | Les informations techniques de ce logiciel sont à jour au moment de l'impression du document. Des mises à jour peuvent intervenir, veuillez contacter ALCO dans le cas où une confirmation officielle sur des données est nécessaire. Les produits et spécifications de ce logiciel sont susceptibles de modifications sans préavis. Malgré le soin apporté à la rédaction de ce logiciel, les erreurs de publication n'engagent pas notre responsabilité contractuelle. Les informations fournies ici sont basées sur des données et des essais que ALCO CONTROLS considère comme fiables et en accord avec les connaissances techniques actuelles. Elles sont destinées uniquement aux personnes possédant les connaissances techniques et la qualification appropriées et agissant en connaissance de cause. Les conditions d'emploi étant en dehors de notre contrôle, nous ne pouvons assumer la responsabilité des résultats liés à une mauvaise utilisation. | ALCO CONTROLS non è da ritenersi responsabile per errori nella documentazione technica riguardanti capacità, dimensioni, applicazioni, ecc. qui indicate. Prodotti, specifiche e dati contenuti in questi documentazioni sono soggetti a variazioni senza notifica. Le informazioni qui fornite sono basate su dati tecnici e prove che ALCO CONTROLS ritiene affidabili e che sono rispondenti alle conoscenze tecniche attuali. Si presume che tali documenti siano utilizzati solo da persone aventi le appropriate conoscenze tecniche e capacità, e comunque a loro rischio e discrezione. Dal momento che le condizioni di utilizzo sono fuori dal controllo di ALCO, ALCO stessa non può assumersi alcuna responsabilità per i risultati ottenuti o per eventuali danni dovuti ad un uso improprio. | ALCO CONTROLS no se hace responsable por errores que puedan aparecer en esta información respecto a capacidades, dimensiones, aplicaciones, etc. Los productos, especificaciones y datos de esta información están sujetos a cambios sin previa notificación. La información dada aquí está basada en datos técnicos y pruebas que ALCO CONTROLS considera son fiables y que están de acuerdo con los conocimientos técnicos actuales. Se supone que serán solamente usados por personas que posean los apropiados conocimientos y facultades técnicos, bajo su propia responsabilidad y riesgo. Ya que las condiciones de uso están fuera del control de ALCO, éste no puede asumir la responsabilidad de los resultados obtenidos o de los daños que pudiesen originarse por un inapropiado uso. | ALCO CONTROLS kan niet verantwoordelijk gehouden worden voor foutieve literatuur betreffende capaciteit, afmetingen, toepassingen, etc. zoals hier vermeld. Producten, specificaties en data in deze literatuur kunnen gewijzigd worden zonder voorafgaande vermelding. De informatie is gebaseerd op technische gegevens en testen waarvan ALCO CONTROLS ervan uitgaat dat deze betrouwbaar zijn en in overeenstemming zijn met hedendaagse technische kennis. Het is de bedoeling dat gebruik alleen door gekwalificeerde personen met de passende technische kennis en bekwaamheid geschied, met inachtneming van hun eigen discretie en risico. Omdat omstandigheden van gebruik buiten ALCO CONTROLS plaatsvinden, kunnen we geen enkele verantwoordelijkheid voor schade, welke optreedt door verkeerde toepassing, dragen. | Firma ALCO CONTROLS nie odpowiada za błędy drukarskie dotyczace podanych w niniejszej broszurze wydajności, wymiarów, zastosowań itp. Zawarte w niej produkty, charakterystyki i dane mogą ulec zmianie bez uprzedniego uprzedzenia. Podane informacje oparte są na danych technicznych i przeprowadzonych testach, które zdaniem ALCO CONTROLS są miarodajne i zgodne z aktualną wiedzą techniczną. Są one przeznaczone wyłącznie do użytku osób posiadających odpowiednią wiedzę techniczną, według ich własnego uznania i na własne ryzyko. Ze względu na fakt, iż firma ALCO nie ma wpływu na warunki ich wykorzystania, firma nie może przyjać żadnej odpowiedzialności za uzyskane wyniki lub szkody powstałe wskutek niewłasciwego ich zastosowania. | ALCO CONTROLS nezodpovídá za chybné výtisky zejména v cásti technických údaju. Veskeré údaje uvedené v dokumentaci podléhají zmenám, které mohou být provádeny bez predchozího upozornení. Publikovaná data odpovídají znalostem výrobce v dobe zpracování. Výrobce predpokládá, ze s dokumentací a s výrobky budou pracovat osoby s odpovídající vzdeláním a zkusenostmi. Za nesprávné pochopení a pouzití neprebírá ALCO Controls zodpovednost. | ALCO CONTROLS не несет ответственности за ошибки в технической документации относительно значений производительности, размеров, областей применения и т.п. информации, содержащейся здесь. Продукция, спецификации и данные в настоящей документации могут быть изменены без предварительного уведомления. Содержащаяся здесь информация основана на технических данных и результатах испытаний, которые, по мнению ALCO CONTROLS, были проведены надлежащим образом и соответствуют современному знанию технических параметров. Предполагается применение квалифицированными специалистами, обладающими специальными знаниями и навыками, под их полную ответственность. Поскольку условия применения продукции находятся вне нашего контроля, ALCO CONTROLS не принимает на себя никакой ответственности за полученные результаты и возможную порчу продукции вследствие неправильного использования. | ALCO CONTROLS is not to be held responsible for erroneous data regarding capacities, dimensions, applications, etc. stated herein. Products, specifications and data in this data are subject to change without notice. The information given herein is based on technical data and tests which ALCO CONTROLS believes to be reliable and which are in compliance with technical knowledge of today. It is intended only for use by persons having the appropriate technical knowledge and skills, at their own discretion and risk. Since conditions of use are outside of ALCO'S control we can not assume any liability for results obtained or damages occurred due to improper application. | エマソンエレクトリック、アルココントロールズでは、当該資料中の能力、寸法、用途等に誤りがあったとしても責任を負いません。本資料中の製品、仕様、データは、事前の連絡なしで変更を行うことがあります。ここに述べた情報は、今日の技術知識に準拠し、弊社が信頼性有りと信ずる技術データや試験結果に基いています。当該製品の使用は、適切な技術的知識とスキルを持った方だけが自己の判断とリスクにおいてご使用いただくことを前提としています。ユーザーサイドの使用条件は弊社の理解を外れたところにありますので、不適切なアプリケーション等から発する結果あるいは損傷に対していかなる責任も負うことはできません。
51 | int. equalizer | int. Druckausgleich | Egalisation de pressure interne | equalizzatore interno | igualación interna | int. drukvereffening | wew. wyrównanie | vnitrni vyrovnání | внутр.выравнивание | int. equalizer | 内部均圧
52 | ext. equalizer | ext. Druckausgleich | Egalisation de pressure externe | equalizzatore esterno | igualación externa | ext. drukvereffening | zew. wyrównanie | vnejsi vyrovnání | внешн.выравнивание | ext. equalizer | 外部均圧
53 | with | mit | avec | con | con | met | z | s | с | with | 付き
54 | less | ohne | sans | senza | sin | zonder | bez | bez | менее | less | なし
55 | Expansion Valve Duty | Expansionsventil | Détendeurs | Applicazione Valvola di Espansione | Capacidad( válvula expansión) | Capaciteit expansieventiel | Aplikacja termostatycznego zaworu rozprężnego | vykon expanzniho ventilu | Функция: расширительный вентиль | Expansion Valve Duty | 膨張弁使用
56 | Hot Gas Bypass Duty | Heißgasbypass Regelung | Régulateur de by-pass gaz chaud | Applicazione Hot Gas Bypass | Capacidad (bypass gas caliente) | Capaciteit Heetgas by-pass | Aplikacja "bypasu" gorącego gazu | vykon obtoku | Функция: байпасный вентиль | Hot Gas Bypass Duty | ホットガスバイパス使用
57 | Suction Duty | Saugdruckregelung | Régulateur de pression d'évaporation | Applicazione linea di aspirazione | Capacidad (aspiración) | Capaciteit zuigdrukregelaar | Aplikacja regulacji ssania | vykon v sani | Функция: регулятор давления кипения | Suction Duty | サクション用使用
58 | Liquid and Head Pressure Duty | Verflüssigungsdruckregelung | Régulateur de pression de condensation | Applicazione controllo pressione di mandata | Capacidad (Presión de condensación) | Capaciteit vloeistof- en condensordrukregelaar | Aplikacja cieczy i ciś. kondensacji | vykon v kapaline | Функция: регулятор давления нагнетания | Liquid and Head Pressure Duty | 液管使用と凝縮圧力弁としての使用
59 | T series | T-Baureihe | Série T | Serie T | Serie T | T serie | Typ T | rada T | серия T | T系列 | Tシリーズ
60 | Dew Point | Taupunkt | Point de rosée | Dew Point | Punto de rocío | Dauwpunt | Punkt rosy | rosný bod | Точка росы | 露点温度 | 露点
61 | Bubble Point | Blasenpunkt | Point de bulle | Bubble Point | Punto de burbuja | Kookpunt | Punkt wrzenia | bod varu | Точка начала кипения | 泡点温度 | 沸点
Note on A1: Wird vom PullDown Sprachauswahl geändert